## J9.100
SHUT OFF
Body: ductile iron liner: EPDM Disc: nichel plated ductile iron
Products |  |  | Specification text | Specification text with size
SERIE | Code | Dimension
J9 | J9.100 | DN 25 | Wafer butterfly valve with centered disc in nickel plated ductile iron. Body in ductile iron EN GJS 400-15. Liner in EPDM. Epoxy coating. Aluminium lockable lever suitable for intermediate regulation. Integrated flanges ISO 5211. Alignment holes for mounting between PN 6-10-16 and ANSI150 flanges. EN 558- 1 face to face. Temperature -10°C ÷ 120°C. Pmax 16 bar. In accordance with PED directive. Brandoni type. | Wafer butterfly valve with centered disc in nickel plated ductile iron. Body in ductile iron EN GJS 400-15. Liner in EPDM. Epoxy coating. Aluminium lockable lever suitable for intermediate regulation. Integrated flanges ISO 5211. Alignment holes for mounting between PN 6-10-16 and ANSI150 flanges. EN 558- 1 face to face. Temperature -10°C ÷ 120°C. Pmax 16 bar. In accordance with PED directive. DN 25. Brandoni type.
J9 | J9.100 | DN 32 | Wafer butterfly valve with centered disc in nickel plated ductile iron. Body in ductile iron EN GJS 400-15. Liner in EPDM. Epoxy coating. Aluminium lockable lever suitable for intermediate regulation. Integrated flanges ISO 5211. Alignment holes for mounting between PN 6-10-16 and ANSI150 flanges. EN 558- 1 face to face. Temperature -10°C ÷ 120°C. Pmax 16 bar. In accordance with PED directive. Brandoni type. | Wafer butterfly valve with centered disc in nickel plated ductile iron. Body in ductile iron EN GJS 400-15. Liner in EPDM. Epoxy coating. Aluminium lockable lever suitable for intermediate regulation. Integrated flanges ISO 5211. Alignment holes for mounting between PN 6-10-16 and ANSI150 flanges. EN 558- 1 face to face. Temperature -10°C ÷ 120°C. Pmax 16 bar. In accordance with PED directive. DN 32. Brandoni type.
J9 | J9.100 | DN 40 | Wafer butterfly valve with centered disc in nickel plated ductile iron. Body in ductile iron EN GJS 400-15. Liner in EPDM. Epoxy coating. Aluminium lockable lever suitable for intermediate regulation. Integrated flanges ISO 5211. Alignment holes for mounting between PN 6-10-16 and ANSI150 flanges. EN 558- 1 face to face. Temperature -10°C ÷ 120°C. Pmax 16 bar. In accordance with PED directive. Brandoni type. | Wafer butterfly valve with centered disc in nickel plated ductile iron. Body in ductile iron EN GJS 400-15. Liner in EPDM. Epoxy coating. Aluminium lockable lever suitable for intermediate regulation. Integrated flanges ISO 5211. Alignment holes for mounting between PN 6-10-16 and ANSI150 flanges. EN 558- 1 face to face. Temperature -10°C ÷ 120°C. Pmax 16 bar. In accordance with PED directive. DN 40. Brandoni type.
J9 | J9.100 | DN 50 | Wafer butterfly valve with centered disc in nickel plated ductile iron. Body in ductile iron EN GJS 400-15. Liner in EPDM. Epoxy coating. Aluminium lockable lever suitable for intermediate regulation. Integrated flanges ISO 5211. Alignment holes for mounting between PN 6-10-16 and ANSI150 flanges. EN 558- 1 face to face. Temperature -10°C ÷ 120°C. Pmax 16 bar. In accordance with PED directive. Brandoni type. | Wafer butterfly valve with centered disc in nickel plated ductile iron. Body in ductile iron EN GJS 400-15. Liner in EPDM. Epoxy coating. Aluminium lockable lever suitable for intermediate regulation. Integrated flanges ISO 5211. Alignment holes for mounting between PN 6-10-16 and ANSI150 flanges. EN 558- 1 face to face. Temperature -10°C ÷ 120°C. Pmax 16 bar. In accordance with PED directive. DN 50. Brandoni type.
J9 | J9.100 | DN 65 | Wafer butterfly valve with centered disc in nichel plated ductile iron. Body in ductile iron EN GJS 400-15. Liner in EPDM. Epoxy coating. Aluminium lockable lever suitable for intermediate regulation. Integrated flanges ISO 5211. Alignment holes for mounting between PN 6-10-16 and ANSI150 flanges. EN 558- 1 face to face. Temperature -10°C ÷ 120°C. Pmax 16 bar. In accordance with PED directive. Brandoni type. | Wafer butterfly valve with centered disc in nickel plated ductile iron. Body in ductile iron EN GJS 400-15. Liner in EPDM. Epoxy coating. Aluminium lockable lever suitable for intermediate regulation. Integrated flanges ISO 5211. Alignment holes for mounting between PN 6-10-16 and ANSI150 flanges. EN 558- 1 face to face. Temperature -10°C ÷ 120°C. Pmax 16 bar. In accordance with PED directive. DN 65. Brandoni type.
J9 | J9.100 | DN 80 | Wafer butterfly valve with centered disc in nickel plated ductile iron. Body in ductile iron EN GJS 400-15. Liner in EPDM. Epoxy coating. Aluminium lockable lever suitable for intermediate regulation. Integrated flanges ISO 5211. Alignment holes for mounting between PN 6-10-16 and ANSI150 flanges. EN 558- 1 face to face. Temperature -10°C ÷ 120°C. Pmax 16 bar. In accordance with PED directive. Brandoni type. | Wafer butterfly valve with centred disc in nichel plated ductile iron. Body in ductile iron EN GJS 400-15. Liner in EPDM. Epoxy coating. Aluminium lockable lever suitable for intermediate regulation. Integrated flanges ISO 5211. Alignment holes for mounting between PN 6-10-16 and ANSI150 flanges. EN 558- 1 face to face. Temperature -10°C ÷ 120°C. Pmax 16 bar. In accordance with PED directive. DN 80. Brandoni type.
J9 | J9.100 | DN 100 | Wafer butterfly valve with centered disc in nickel plated ductile iron. Body in ductile iron EN GJS 400-15. Liner in EPDM. Epoxy coating. Aluminium lockable lever suitable for intermediate regulation. Integrated flanges ISO 5211. Alignment holes for mounting between PN 6-10-16 and ANSI150 flanges. EN 558- 1 face to face. Temperature -10°C ÷ 120°C. Pmax 16 bar. In accordance with PED directive. Brandoni type. | Wafer butterfly valve with centered disc in nickel plated ductile iron. Body in ductile iron EN GJS 400-15. Liner in EPDM. Epoxy coating. Aluminium lockable lever suitable for intermediate regulation. Integrated flanges ISO 5211. Alignment holes for mounting between PN 6-10-16 and ANSI150 flanges. EN 558- 1 face to face. Temperature -10°C ÷ 120°C. Pmax 16 bar. In accordance with PED directive. DN 100. Brandoni type.
J9 | J9.100 | DN 125 | Wafer butterfly valve with centered disc in nickel plated ductile iron. Body in ductile iron EN GJS 400-15. Liner in EPDM. Epoxy coating. Aluminium lockable lever suitable for intermediate regulation. Integrated flanges ISO 5211. Alignment holes for mounting between PN 6-10-16 and ANSI150 flanges. EN 558- 1 face to face. Temperature -10°C ÷ 120°C. Pmax 16 bar. In accordance with PED directive. Brandoni type. | Wafer butterfly valve with centered disc in nickel plated ductile iron. Body in ductile iron EN GJS 400-15. Liner in EPDM. Epoxy coating. Aluminium lockable lever suitable for intermediate regulation. Integrated flanges ISO 5211. Alignment holes for mounting between PN 6-10-16 and ANSI150 flanges. EN 558- 1 face to face. Temperature -10°C ÷ 120°C. Pmax 16 bar. In accordance with PED directive. DN 125. Brandoni type.
J9 | J9.100 | DN 150 | Wafer butterfly valve with centered disc in nickel plated ductile iron. Body in ductile iron EN GJS 400-15. Liner in EPDM. Epoxy coating. Aluminium lockable lever suitable for intermediate regulation. Integrated flanges ISO 5211. Alignment holes for mounting between PN 6-10-16 and ANSI150 flanges. EN 558- 1 face to face. Temperature -10°C ÷ 120°C. Pmax 16 bar. In accordance with PED directive. Brandoni type. | Wafer butterfly valve with centered disc in nickel plated ductile iron. Body in ductile iron EN GJS 400-15. Liner in EPDM. Epoxy coating. Aluminium lockable lever suitable for intermediate regulation. Integrated flanges ISO 5211. Alignment holes for mounting between PN 6-10-16 and ANSI150 flanges. EN 558- 1 face to face. Temperature -10°C ÷ 120°C. Pmax 16 bar. In accordance with PED directive. DN 150. Brandoni type.
J9 | J9.100 | DN 200 | Wafer butterfly valve with centered disc in nickel plated ductile iron. Body in ductile iron EN GJS 400-15. Liner in EPDM. Internal and external epoxy coating. Ductile iron lockable lever suitable for intermediate regulation. Integrated flanges ISO 5211. Alignment holes for mounting between PN 6-10-16 and ANSI150 flanges. EN 558- 1 face to face. Temperature -10°C ÷ 120°C. Pmax 16 bar. In accordance with PED directive. Brandoni type. | Wafer butterfly valve with centered disc in nickel plated ductile iron. Body in ductile iron EN GJS 400-15. Liner in EPDM. Epoxy coating. Ductile iron lockable lever suitable for intermediate regulation. Integrated flanges ISO 5211. Alignment holes for mounting between PN 6-10-16 and ANSI150. EN 558- 1 face to face. Temperature -10°C ÷ 120°C. Pmax 16 bar. In accordance with PED directive. DN 200. Brandoni type.
J9 | J9.100 | DN 250 | Wafer butterfly valve with centered disc in nickel plated ductile iron. Body in ductile iron EN GJS 400-15. Liner in EPDM. Epoxy coating. Ductile iron lockable lever suitable for intermediate regulation. Integrated flanges ISO 5211. Alignment holes for mounting between PN 6-10-16 and ANSI150 flanges. EN 558- 1 face to face. Temperature -10°C ÷ 120°C. Pmax 16 bar. In accordance with PED directive. Brandoni type. | Wafer butterfly valve with centered disc in nickel plated ductile iron. Body in ductile iron EN GJS 400-15. Liner in EPDM. Epoxy coating. Ductile iron lockable lever suitable for intermediate regulation. Integrated flanges ISO 5211. Alignment holes for mounting between PN 6-10-16 and ANSI150 flanges. EN 558- 1 face to face. Temperature -10°C ÷ 120°C. Pmax 16 bar. In accordance with PED directive. DN 250. Brandoni type.
J9 | J9.100 | DN 300 | Wafer butterfly valve with centered disc in nickel plated ductile iron. Body in ductile iron EN GJS 400-15. Liner in EPDM. Epoxy coating. Integrated flanges ISO 5211. Alignment holes for mounting between PN 6-10-16 and ANSI150 flanges. EN 558- 1 face to face. Temperature -10°C ÷ 120°C. Pmax 16 bar. In accordance with PED directive. Brandoni type. | Wafer butterfly valve with centered disc in nickel plated ductile iron. Body in ductile iron EN GJS 400-15. Liner in EPDM. Epoxy coating. Integrated flanges ISO 5211. Alignment holes for mounting between PN 6-10-16 and ANSI150 flanges. EN 558- 1 face to face. Temperature -10°C ÷ 120°C. Pmax 16 bar. In accordance with PED directive. DN 300. Brandoni type.
J9 | J9.100 | DN 350 | Wafer butterfly valve with centered disc in nickel plated ductile iron. Body in ductile iron EN GJS 400-15. Liner in EPDM. Epoxy coating. Integrated flanges ISO 5211. Alignment holes for mounting between PN 6-10-16 and ANSI150 flanges. EN 558- 1 face to face. Temperature -10°C ÷ 120°C. Pmax 16 bar. In accordance with PED directive. Brandoni type. | Wafer butterfly valve with centered disc in nichel plated ductile iron. Body in ductile iron EN GJS 400-15. Liner in EPDM. Epoxy coating. Integrated flanges ISO 5211. Alignment holes for mounting between PN 6-10-16 and ANSI150. EN 558- 1 face to face. Temperature -10°C ÷ 120°C. Pmax 16 bar. In accordance with PED directive. DN 350. Brandoni type.
J9 | J9.100 | DN 400 | Wafer butterfly valve with centered disc in nickel plated ductile iron. Body in ductile iron EN GJS 400-15. Liner in EPDM. Epoxy coating. Integrated flanges ISO 5211. Alignment holes for mounting between PN 6-10-16 and ANSI150 flanges. EN 558- 1 face to face. Temperature -10°C ÷ 120°C. Pmax 16 bar. In accordance with PED directive. Brandoni type. | Wafer butterfly valve with centered disc in nickel plated ductile iron. Body in ductile iron EN GJS 400-15. Liner in EPDM. Epoxy coating. Integrated flanges ISO 5211. Alignment holes for mounting between PN 6-10-16 and ANSI150 flanges. EN 558- 1 face to face. Temperature -10°C ÷ 120°C. Pmax 16 bar. In accordance with PED directive. DN 400. Brandoni type.
J9 | J9.100 | DN 450 | Wafer butterfly valve with centered disc in nickel plated ductile iron. Body in ductile iron EN GJS 400-15. Liner in EPDM. Epoxy coating. Integrated flanges ISO 5211. Alignment holes for mounting between PN 10-16. EN 558- 1 face to face. Temperature -10°C ÷ 120°C. Pmax 16 bar. In accordance with PED directive. Brandoni type. | Wafer butterfly valve with centered disc in nickel plated ductile iron. Body in ductile iron EN GJS 400-15. Liner in EPDM. Epoxy coating. Integrated flanges ISO 5211. Alignment holes for mounting between PN 10-16 flanges. EN 558- 1 face to face. Temperature -10°C ÷ 120°C. Pmax 16 bar. In accordance with PED directive. DN 450. Brandoni type.
J9 | J9.100 | DN 500 | Wafer butterfly valve with centered disc in nickel plated ductile iron. Body in ductile iron EN GJS 400-15. Liner in EPDM. Epoxy coating. Integrated flanges ISO 5211. Alignment holes for mounting between PN 10-16 flanges. EN 558- 1 face to face. Temperature -10°C ÷ 120°C. Pmax 16 bar. In accordance with PED directive. Brandoni type. | Wafer butterfly valve with centered disc in nickel plated ductile iron. Body in ductile iron EN GJS 400-15. Liner in EPDM. Epoxy coating. Integrated flanges ISO 5211. Alignment holes for mounting between PN 10-16 flanges. EN 558- 1 face to face. Temperature -10°C ÷ 120°C. Pmax 16 bar. In accordance with PED directive. DN 500. Brandoni type.
J9 | J9.100 | DN 600 | Wafer butterfly valve with centered disc in nickel plated ductile iron. Body in ductile iron EN GJS 400-15. Liner in EPDM. Epoxy coating. Integrated flanges ISO 5211. Alignment holes for mounting between PN 10-16 flanges. EN 558- 1 face to face. Temperature -10°C ÷ 120°C. Pmax 16 bar. In accordance with PED directive. Brandoni type. | Wafer butterfly valve with centered disc in nickel plated ductile iron. Body in ductile iron EN GJS 400-15. Liner in EPDM. Epoxy coating. Integrated flanges ISO 5211. Alignment holes for mounting between PN 10-16 flanges. EN 558- 1 face to face. Temperature -10°C ÷ 120°C. Pmax 16 bar. In accordance with PED directive. DN 600. Brandoni type.

## J9.101
SHUT OFF
Body: ductile iron liner: NBR Disc: nichel plated ductile iron
Products |  |  | Specification text | Specification text with size
SERIE | Code | Dimension
J9 | J9.101 | DN 25 | Wafer butterfly valve with centered disc in nickel plated ductile iron. Body in ductile iron EN GJS 400-15. Liner in NBR. Epoxy coating. Aluminium lockable lever suitable for intermediate regulation. Integrated flanges ISO 5211. Alignment holes for mounting between PN 6-10-16 and ANSI150 flanges. EN 558- 1 face to face. Temperature -10°C ÷ 80°C. Pmax 16 bar. In accordance with PED directive. Brandoni type. | Wafer butterfly valve with centered disc in nickel plated ductile iron. Body in ductile iron EN GJS 400-15. Liner in NBR. Epoxy coating. Aluminium lockable lever suitable for intermediate regulation. Integrated flanges ISO 5211. Alignment holes for mounting between PN 6-10-16 and ANSI150 flanges. EN 558- 1 face to face. Temperature -10°C ÷ 80°C. Pmax 16 bar. In accordance with PED directive. DN 25. Brandoni type.
J9 | J9.101 | DN 32 | Wafer butterfly valve with centered disc in nickel plated ductile iron. Body in ductile iron EN GJS 400-15. Liner in NBR. Epoxy coating. Aluminium lockable lever suitable for intermediate regulation. Integrated flanges ISO 5211. Alignment holes for mounting between PN 6-10-16 and ANSI150 flanges. EN 558- 1 face to face. Temperature -10°C ÷ 80°C. Pmax 16 bar. In accordance with PED directive. Brandoni type. | Wafer butterfly valve with centered disc in nickel plated ductile iron. Body in ductile iron EN GJS 400-15. Liner in NBR. Epoxy coating. Aluminium lockable lever suitable for intermediate regulation. Integrated flanges ISO 5211. Alignment holes for mounting between PN 6-10-16 and ANSI150 flanges. EN 558- 1 face to face. Temperature -10°C ÷ 80°C. Pmax 16 bar. In accordance with PED directive. DN 32. Brandoni type.
J9 | J9.101 | DN 40 | Wafer butterfly valve with centered disc in nickel plated ductile iron. Body in ductile iron EN GJS 400-15. Liner in NBR. Epoxy coating. Aluminium lockable lever suitable for intermediate regulation. Integrated flanges ISO 5211. Alignment holes for mounting between PN 6-10-16 and ANSI150 flanges. EN 558- 1 face to face. Temperature -10°C ÷ 80°C. Pmax 16 bar. In accordance with PED directive. Brandoni type. | Wafer butterfly valve with centered disc in nickel plated ductile iron. Body in ductile iron EN GJS 400-15. Liner in NBR. Epoxy coating. Aluminium lockable lever suitable for intermediate regulation. Integrated flanges ISO 5211. Alignment holes for mounting between PN 6-10-16 and ANSI150 flanges. EN 558- 1 face to face. Temperature -10°C ÷ 80°C. Pmax 16 bar. In accordance with PED directive. DN 40. Brandoni type.
J9 | J9.101 | DN 50 | Wafer butterfly valve with centered disc in nickel plated ductile iron. Body in ductile iron EN GJS 400-15. Liner in NBR. Epoxy coating. Aluminium lockable lever suitable for intermediate regulation. Integrated flanges ISO 5211. Alignment holes for mounting between PN 6-10-16 and ANSI150 flanges. EN 558- 1 face to face. Temperature -10°C ÷ 80°C. Pmax 16 bar. In accordance with PED directive. Brandoni type. | Wafer butterfly valve with centered disc in nickel plated ductile iron. Body in ductile iron EN GJS 400-15. Liner in NBR. Epoxy coating. Aluminium lockable lever suitable for intermediate regulation. Integrated flanges ISO 5211. Alignment holes for mounting between PN 6-10-16 and ANSI150 flanges. EN 558- 1 face to face. Temperature -10°C ÷ 80°C. Pmax 16 bar. In accordance with PED directive. DN 50. Brandoni type.
J9 | J9.101 | DN 65 | Wafer butterfly valve with centered disc in nickel plated ductile iron. Body in ductile iron EN GJS 400-15. Liner in NBR. Epoxy coating. Aluminium lockable lever suitable for intermediate regulation. Integrated flanges ISO 5211. Alignment holes for mounting between PN 6-10-16 and ANSI150 flanges. EN 558- 1 face to face. Temperature -10°C ÷ 80°C. Pmax 16 bar. In accordance with PED directive. Brandoni type. | Wafer butterfly valve with centered disc in nickel plated ductile iron. Body in ductile iron EN GJS 400-15. Liner in NBR. Epoxy coating. Aluminium lockable lever suitable for intermediate regulation. Integrated flanges ISO 5211. Alignment holes for mounting between PN 6-10-16 and ANSI150 flanges. EN 558- 1 face to face. Temperature -10°C ÷ 80°C. Pmax 16 bar. In accordance with PED directive. DN 65. Brandoni type.
J9 | J9.101 | DN 80 | Wafer butterfly valve with centered disc in nickel plated ductile iron. Body in ductile iron EN GJS 400-15. Liner in NBR. Epoxy coating. Aluminium lockable lever suitable for intermediate regulation. Integrated flanges ISO 5211. Alignment holes for mounting between PN 6-10-16 and ANSI150 flanges. EN 558- 1 face to face. Temperature -10°C ÷ 80°C. Pmax 16 bar. In accordance with PED directive. Brandoni type. | Wafer butterfly valve with centered disc in nickel plated ductile iron. Body in ductile iron EN GJS 400-15. Liner in NBR. Epoxy coating. Aluminium lockable lever suitable for intermediate regulation. Integrated flanges ISO 5211. Alignment holes for mounting between PN 6-10-16 and ANSI150 flanges. EN 558- 1 face to face. Temperature -10°C ÷ 80°C. Pmax 16 bar. In accordance with PED directive. DN 80. Brandoni type.
J9 | J9.101 | DN 100 | Wafer butterfly valve with centered disc in nickel plated ductile iron. Body in ductile iron EN GJS 400-15. Liner in NBR. Epoxy coating. Aluminium lockable lever suitable for intermediate regulation. Integrated flanges ISO 5211. Alignment holes for mounting between PN 6-10-16 and ANSI150 flanges. EN 558- 1 face to face. Temperature -10°C ÷ 80°C. Pmax 16 bar. In accordance with PED directive. Brandoni type. | Wafer butterfly valve with centered disc in nickel plated ductile iron. Body in ductile iron EN GJS 400-15. Liner in NBR. Epoxy coating. Aluminium lockable lever suitable for intermediate regulation. Integrated flanges ISO 5211. Alignment holes for mounting between PN 6-10-16 and ANSI150 flanges. EN 558- 1 face to face. Temperature -10°C ÷ 80°C. Pmax 16 bar. In accordance with PED directive. DN 100. Brandoni type.
J9 | J9.101 | DN 125 | Wafer butterfly valve with centered disc in nickel plated ductile iron. Body in ductile iron EN GJS 400-15. Liner in NBR. Epoxy coating. Aluminium lockable lever suitable for intermediate regulation. Integrated flanges ISO 5211. Alignment holes for mounting between PN 6-10-16 and ANSI150 flanges. EN 558- 1 face to face. Temperature -10°C ÷ 80°C. Pmax 16 bar. In accordance with PED directive. Brandoni type. | Wafer butterfly valve with centered disc in nickel plated ductile iron. Body in ductile iron EN GJS 400-15. Liner in NBR. Epoxy coating. Aluminium lockable lever suitable for intermediate regulation. Integrated flanges ISO 5211. Alignment holes for mounting between PN 6-10-16 and ANSI150 flanges. EN 558- 1 face to face. Temperature -10°C ÷ 80°C. Pmax 16 bar. In accordance with PED directive. DN 125. Brandoni type.
J9 | J9.101 | DN 150 | Wafer butterfly valve with centered disc in nickel plated ductile iron. Body in ductile iron EN GJS 400-15. Liner in NBR. Epoxy coating. Aluminium lockable lever suitable for intermediate regulation. Integrated flanges ISO 5211. Alignment holes for mounting between PN 6-10-16 and ANSI150 flanges. EN 558- 1 face to face. Temperature -10°C ÷ 80°C. Pmax 16 bar. In accordance with PED directive. Brandoni type. | Wafer butterfly valve with centered disc in nickel plated ductile iron. Body in ductile iron EN GJS 400-15. Liner in NBR. Epoxy coating. Aluminium lockable lever suitable for intermediate regulation. Integrated flanges ISO 5211. Alignment holes for mounting between PN 6-10-16 and ANSI150 flanges. EN 558- 1 face to face. Temperature -10°C ÷ 80°C. Pmax 16 bar. In accordance with PED directive. DN 150. Brandoni type.
J9 | J9.101 | DN 200 | Wafer butterfly valve with centred disc in nickel plated ductile iron. Body in ductile iron EN GJS 400-15. Liner in NBR. Epoxy coating. Ductile iron lockable lever suitable for intermediate regulation. Integrated flanges ISO 5211. Alignment holes for mounting between PN 6-10-16 and ANSI150 flanges. EN 558- 1 face to face. Temperature -10°C ÷ 80°C. Pmax 16 bar. In accordance with PED directive. Brandoni type. | Wafer butterfly valve with centered disc in nickel plated ductile iron. Body in ductile iron EN GJS 400-15. Liner in NBR. Epoxy coating. Ductile iron lockable lever suitable for intermediate regulation. Integrated flanges ISO 5211. Alignment holes for mounting between PN 6-10-16 and ANSI150 flanges. EN 558- 1 face to face. Temperature -10°C ÷ 80°C. Pmax 16 bar. In accordance with PED directive. DN 200. Brandoni type.
J9 | J9.101 | DN 250 | Wafer butterfly valve with centered disc in nichel plated ductile iron. Body in ductile iron EN GJS 400-15. Liner in NBR. Epoxy coating. Ductile iron lockable lever suitable for intermediate regulation. Integrated flanges ISO 5211. Alignment holes for mounting between PN 6-10-16 and ANSI150 flanges. EN 558- 1 face to face. Temperature -10°C ÷ 80°C. Pmax 16 bar. In accordance with PED directive. Brandoni type. | Wafer butterfly valve with centered disc in nickel plated ductile iron. Body in ductile iron EN GJS 400-15. Liner in NBR. Epoxy coating. Ductile iron lockable lever suitable for intermediate regulation. Integrated flanges ISO 5211. Alignment holes for mounting between PN 6-10-16 and ANSI150 flanges. EN 558- 1 face to face. Temperature -10°C ÷ 80°C. Pmax 16 bar. In accordance with PED directive. DN 250. Brandoni type.
J9 | J9.101 | DN 300 | Wafer butterfly valve with centered disc in nickel plated ductile iron. Body in ductile iron EN GJS 400-15. Liner in NBR. Epoxy coating. Integrated flanges ISO 5211. Alignment holes for mounting between PN 6-10-16 and ANSI150 flanges. EN 558- 1 face to face. Temperature -10°C ÷ 80°C. Pmax 16 bar. In accordance with PED directive. Brandoni type. | Wafer butterfly valve with centered disc in nickel plated ductile iron. Body in ductile iron EN GJS 400-15. Liner in NBR. Epoxy coating. Integrated flanges ISO 5211. Alignment holes for mounting between PN 6-10-16 and ANSI150 flanges. EN 558- 1 face to face. Temperature -10°C ÷ 80°C. Pmax 16 bar. In accordance with PED directive. DN 300. Brandoni type.
J9 | J9.101 | DN 350 | Wafer butterfly valve with centered disc in nickel plated ductile iron. Body in ductile iron EN GJS 400-15. Liner in NBR. Epoxy coating. Integrated flanges ISO 5211. Alignment holes for mounting between PN 6-10-16 and ANSI150. EN 558- 1 face to face. Temperature -10°C ÷ 80°C. Pmax 16 bar. In accordance with PED directive. Brandoni type. | Wafer butterfly valve with centered disc in nickel plated ductile iron. Body in ductile iron EN GJS 400-15. Liner in NBR. Epoxy coating. Integrated flanges ISO 5211. Alignment holes for mounting between PN 6-10-16 and ANSI150 flanges. EN 558- 1 face to face. Temperature -10°C ÷ 80°C. Pmax 16 bar. In accordance with PED directive. DN 350. Brandoni type.
J9 | J9.101 | DN 400 | Wafer butterfly valve with centred disc in nickel plated ductile iron. Body in ductile iron EN GJS 400-15. Liner in NBR. Epoxy coating. Integrated flanges ISO 5211. Alignment holes for mounting between PN 6-10-16 and ANSI150 flanges. EN 558- 1 face to face. Temperature -10°C ÷ 80°C. Pmax 16 bar. In accordance with PED directive. Brandoni type. | Wafer butterfly valve with centered disc in nickel plated ductile iron. Body in ductile iron EN GJS 400-15. Liner in NBR. Epoxy coating. Integrated flanges ISO 5211. Alignment holes for mounting between PN 6-10-16 and ANSI150 flanges. EN 558- 1 face to face. Temperature -10°C ÷ 80°C. Pmax 16 bar. In accordance with PED directive. DN 400. Brandoni type.
J9 | J9.101 | DN 450 | Wafer butterfly valve with centered disc in nickel plated ductile iron. Body in ductile iron EN GJS 400-15. Liner in NBR. Epoxy coating. Integrated flanges ISO 5211. Alignment holes for mounting between PN 6-10-16 and ANSI150 flanges. EN 558- 1 face to face. Temperature -10°C ÷ 80°C. Pmax 16 bar. In accordance with PED directive. Brandoni type. | Wafer butterfly valve with centered disc in nickel plated ductile iron. Body in ductile iron EN GJS 400-15. Liner in NBR. Epoxy coating. Integrated flanges ISO 5211. Alignment holes for mounting between PN 6-10-16 and ANSI150 flanges. EN 558- 1 face to face. Temperature -10°C ÷ 80°C. Pmax 16 bar. In accordance with PED directive. DN 450. Brandoni type.
J9 | J9.101 | DN 500 | Wafer butterfly valve with centered disc in nickel plated ductile iron. Body in ductile iron EN GJS 400-15. Liner in NBR. Epoxy coating. Integrated flanges ISO 5211. Alignment holes for mounting between PN 6-10-16 and ANSI150 flanges. EN 558- 1 face to face. Temperature -10°C ÷ 80°C. Pmax 16 bar. In accordance with PED directive. Brandoni type. | Wafer butterfly valve with centered disc in nickel plated ductile iron. Body in ductile iron EN GJS 400-15. Liner in NBR. Epoxy coating. Integrated flanges ISO 5211. Alignment holes for mounting between PN 6-10-16 and ANSI150 flanges. EN 558- 1 face to face. Temperature -10°C ÷ 80°C. Pmax 16 bar. In accordance with PED directive. DN 500. Brandoni type.
J9 | J9.101 | DN 600 | Wafer butterfly valve with centered disc in nickel plated ductile iron. Body in ductile iron EN GJS 400-15. Liner in NBR. Epoxy coating. Integrated flanges ISO 5211. Alignment holes for mounting between PN 6-10-16 and ANSI150 flanges. EN 558- 1 face to face. Temperature -10°C ÷ 80°C. Pmax 16 bar. In accordance with PED directive. Brandoni type. | Wafer butterfly valve with centered disc in nickel plated ductile iron. Body in ductile iron EN GJS 400-15. Liner in NBR. Epoxy coating. Integrated flanges ISO 5211. Alignment holes for mounting between PN 6-10-16 and ANSI150 flanges. EN 558- 1 face to face. Temperature -10°C ÷ 80°C. Pmax 16 bar. In accordance with PED directive. DN 600. Brandoni type.

## J9.102
SHUT OFF
Body: ductile iron liner: FKM Disc: nichel plated ductile iron
Products |  |  | Specification text | Specification text with size
SERIE | Code | Dimension
J9 | J9.102 | DN 40 | Wafer butterfly valve with centered disc in nickel plated ductile iron. Body in ductile iron EN GJS 400-15. Liner in FKM. Epoxy coating. Aluminium lockable lever suitable for intermediate regulation. Integrated flanges ISO 5211. Alignment holes for mounting between PN 6-10-16 and ANSI150 flanges. EN 558- 1 face to face. Temperature -10°C ÷ 150°C. Pmax 16 bar. In accordance with PED directive. Brandoni type. | Wafer butterfly valve with centered disc in nickel plated ductile iron. Body in ductile iron EN GJS 400-15. Liner in FKM. Epoxy coating. Aluminium lockable lever suitable for intermediate regulation. Integrated flanges ISO 5211. Alignment holes for mounting between PN 6-10-16 and ANSI150 flanges. EN 558- 1 face to face. Temperature -10°C ÷ 150°C. Pmax 16 bar. In accordance with PED directive. DN 40. Brandoni type.
J9 | J9.102 | DN 50 | Wafer butterfly valve with centered disc in nickel plated ductile iron. Body in ductile iron EN GJS 400-15. Liner in FKM. Epoxy coating. Aluminium lockable lever suitable for intermediate regulation. Integrated flanges ISO 5211. Alignment holes for mounting between PN 6-10-16 and ANSI150 flanges. EN 558- 1 face to face. Temperature -10°C ÷ 150°C. Pmax 16 bar. In accordance with PED directive. Brandoni type. | Wafer butterfly valve with centered disc in nickel plated ductile iron. Body in ductile iron EN GJS 400-15. Liner in FKM. Epoxy coating. Aluminium lockable lever suitable for intermediate regulation. Integrated flanges ISO 5211. Alignment holes for mounting between PN 6-10-16 and ANSI150 flanges. EN 558- 1 face to face. Temperature -10°C ÷ 150°C. Pmax 16 bar. In accordance with PED directive. DN 50. Brandoni type.
J9 | J9.102 | DN 65 | Wafer butterfly valve with centered disc in nickel plated ductile iron. Body in ductile iron EN GJS 400-15. Liner in FKM. Epoxy coating. Aluminium lockable lever suitable for intermediate regulation. Integrated flanges ISO 5211. Alignment holes for mounting between PN 6-10-16 and ANSI150 flanges. EN 558- 1 face to face. Temperature -10°C ÷ 150°C. Pmax 16 bar. In accordance with PED directive. Brandoni type. | Wafer butterfly valve with centered disc in nickel plated ductile iron. Body in ductile iron EN GJS 400-15. Liner in FKM. Epoxy coating. Aluminium lockable lever suitable for intermediate regulation. Integrated flanges ISO 5211. Alignment holes for mounting between PN 6-10-16 and ANSI150 flanges. EN 558- 1 face to face. Temperature -10°C ÷ 150°C. Pmax 16 bar. In accordance with PED directive. DN 65. Brandoni type.
J9 | J9.102 | DN 80 | Wafer butterfly valve with centered disc in nickel plated ductile iron. Body in ductile iron EN GJS 400-15. Liner in FKM. Epoxy coating. Aluminium lockable lever suitable for intermediate regulation. Integrated flanges ISO 5211. Alignment holes for mounting between PN 6-10-16 and ANSI150 flanges. EN 558- 1 face to face. Temperature -10°C ÷ 150°C. Pmax 16 bar. In accordance with PED directive. Brandoni type. | Wafer butterfly valve with centered disc in nickel plated ductile iron. Body in ductile iron EN GJS 400-15. Liner in FKM. Epoxy coating. Aluminium lockable lever suitable for intermediate regulation. Integrated flanges ISO 5211. Alignment holes for mounting between PN 6-10-16 and ANSI150 flanges. EN 558- 1 face to face. Temperature -10°C ÷ 150°C. Pmax 16 bar. In accordance with PED directive. DN 80. Brandoni type.
J9 | J9.102 | DN 100 | Wafer butterfly valve with centered disc in nickel plated ductile iron. Body in ductile iron EN GJS 400-15. Liner in FKM. Epoxy coating. Aluminium lockable lever suitable for intermediate regulation. Integrated flanges ISO 5211. Alignment holes for mounting between PN 6-10-16 and ANSI150 flanges. EN 558- 1 face to face. Temperature -10°C ÷ 150°C. Pmax 16 bar. In accordance with PED directive. Brandoni type. | Wafer butterfly valve with centered disc in nickel plated ductile iron. Body in ductile iron EN GJS 400-15. Liner in FKM. Epoxy coating. Aluminium lockable lever suitable for intermediate regulation. Integrated flanges ISO 5211. Alignment holes for mounting between PN 6-10-16 and ANSI150 flanges. EN 558- 1 face to face. Temperature -10°C ÷ 150°C. Pmax 16 bar. In accordance with PED directive. DN 100. Brandoni type.
J9 | J9.102 | DN 125 | Wafer butterfly valve with centered disc in nickel plated ductile iron. Body in ductile iron EN GJS 400-15. Liner in FKM. Epoxy coating. Aluminium lockable lever suitable for intermediate regulation. Integrated flanges ISO 5211. Alignment holes for mounting between PN 6-10-16 and ANSI150 flanges. EN 558- 1 face to face. Temperature -10°C ÷ 150°C. Pmax 16 bar. In accordance with PED directive. Brandoni type. | Wafer butterfly valve with centered disc in nickel plated ductile iron. Body in ductile iron EN GJS 400-15. Liner in FKM. Epoxy coating. Aluminium lockable lever suitable for intermediate regulation. Integrated flanges ISO 5211. Alignment holes for mounting between PN 6-10-16 and ANSI150 flanges. EN 558- 1 face to face. Temperature -10°C ÷ 150°C. Pmax 16 bar. In accordance with PED directive. DN 125. Brandoni type.
J9 | J9.102 | DN 150 | Wafer butterfly valve with centered disc in nickel plated ductile iron. Body in ductile iron EN GJS 400-15. Liner in FKM. Epoxy coating. Aluminium lockable lever suitable for intermediate regulation. Integrated flanges ISO 5211. Alignment holes for mounting between PN 6-10-16 and ANSI150 flanges. EN 558- 1 face to face. Temperature -10°C ÷ 150°C. Pmax 16 bar. In accordance with PED directive. Brandoni type. | Wafer butterfly valve with centered disc in nichkel plated ductile iron. Body in ductile iron EN GJS 400-15. Liner in FKM. Epoxy coating. Aluminium lockable lever suitable for intermediate regulation. Integrated flanges ISO 5211. Alignment holes for mounting between PN 6-10-16 and ANSI150 flanges. EN 558- 1 face to face. Temperature -10°C ÷ 150°C. Pmax 16 bar. In accordance with PED directive. DN 150. Brandoni type.
J9 | J9.102 | DN 200 | Wafer butterfly valve with centered disc in nickel plated ductile iron. Body in ductile iron EN GJS 400-15. Liner in FKM. Epoxy coating. Ductile iron lockable lever suitable for intermediate regulation. Integrated flanges ISO 5211. Alignment holes for mounting between PN 6-10-16 and ANSI150 flanges. EN 558- 1 face to face. Temperature -10°C ÷ 150°C. Pmax 16 bar. In accordance with PED directive. Brandoni type. | Wafer butterfly valve with centered disc in nickel plated ductile iron. Body in ductile iron EN GJS 400-15. Liner in FKM. Epoxy coating. Ductile iron lockable lever suitable for intermediate regulation. Integrated flanges ISO 5211. Alignment holes for mounting between PN 6-10-16 and ANSI150 flanges. EN 558- 1 face to face. Temperature -10°C ÷ 150°C. Pmax 16 bar. In accordance with PED directive. DN 200. Brandoni type.
J9 | J9.102 | DN 250 | Wafer butterfly valve with centered disc in nickel plated ductile iron. Body in ductile iron EN GJS 400-15. Liner in FKM. Epoxy coating. Ductile iron lockable lever suitable for intermediate regulation. Integrated flanges ISO 5211. Alignment holes for mounting between PN 6-10-16 and ANSI150 flanges. EN 558- 1 face to face. Temperature -10°C ÷ 150°C. Pmax 16 bar. In accordance with PED directive. Brandoni type. | Wafer butterfly valve with centered disc in nickel plated ductile iron. Body in ductile iron EN GJS 400-15. Liner in FKM. Epoxy coating. Ductile iron lockable lever suitable for intermediate regulation. Integrated flanges ISO 5211. Alignment holes for mounting between PN 6-10-16 and ANSI150 flanges. EN 558- 1 face to face. Temperature -10°C ÷ 150°C. Pmax 16 bar. In accordance with PED directive. DN 250. Brandoni type.
J9 | J9.102 | DN 300 | Wafer butterfly valve with centered disc in nickel plated ductile iron. Body in ductile iron EN GJS 400-15. Liner in FKM. Epoxy coating. Integrated flanges ISO 5211. Alignment holes for mounting between PN 6-10-16 and ANSI150 flanges. EN 558- 1 face to face. Temperature -10°C ÷ 150°C. Pmax 16 bar. In accordance with PED directive. Brandoni type. | Wafer butterfly valve with centered disc in nickel plated ductile iron. Body in ductile iron EN GJS 400-15. Liner in FKM. Epoxy coating. Integrated flanges ISO 5211. Alignment holes for mounting between PN 6-10-16 and ANSI150 flanges. EN 558- 1 face to face. Temperature -10°C ÷ 150°C. Pmax 16 bar. In accordance with PED directive. DN 300. Brandoni type.
J9 | J9.102 | DN 350 | Wafer butterfly valve with centered disc in nickel plated ductile iron. Body in ductile iron EN GJS 400-15. Liner in FKM. Epoxy coating. Integrated flanges ISO 5211. Alignment holes for mounting between PN 6-10-16 and ANSI150 flanges. EN 558- 1 face to face. Temperature -10°C ÷ 150°C. Pmax 16 bar. In accordance with PED directive. Brandoni type. | Wafer butterfly valve with centered disc in nickel plated ductile iron. Body in ductile iron EN GJS 400-15. Liner in FKM. Epoxy coating. Integrated flanges ISO 5211. Alignment holes for mounting between PN 6-10-16 and ANSI150 flanges. EN 558- 1 face to face. Temperature -10°C ÷ 150°C. Pmax 16 bar. In accordance with PED directive. DN 350. Brandoni type.
J9 | J9.102 | DN 400 | Wafer butterfly valve with centered disc in nickel plated ductile iron. Body in ductile iron EN GJS 400-15. Liner in FKM. Epoxy coating. Integrated flanges ISO 5211. Alignment holes for mounting between PN 6-10-16 and ANSI150 flanges. EN 558- 1 face to face. Temperature -10°C ÷ 150°C. Pmax 16 bar. In accordance with PED directive. Brandoni type. | Wafer butterfly valve with centered disc in nickel plated ductile iron. Body in ductile iron EN GJS 400-15. Liner in FKM. Epoxy coating. Integrated flanges ISO 5211. Alignment holes for mounting between PN 6-10-16 and ANSI150 flanges. EN 558- 1 face to face. Temperature -10°C ÷ 150°C. Pmax 16 bar. In accordance with PED directive. DN 400. Brandoni type.
J9 | J9.102 | DN 450 | Wafer butterfly valve with centered disc in nickel plated ductile iron. Body in ductile iron EN GJS 400-15. Liner in FKM. Epoxy coating. Integrated flanges ISO 5211. Alignment holes for mounting between PN 6-10-16 and ANSI150 flanges. EN 558- 1 face to face. Temperature -10°C ÷ 150°C. Pmax 16 bar. In accordance with PED directive. Brandoni type. | Wafer butterfly valve with centered disc in nickel plated ductile iron. Body in ductile iron EN GJS 400-15. Liner in FKM. Epoxy coating. Integrated flanges ISO 5211. Alignment holes for mounting between PN 6-10-16 and ANSI150 flanges. EN 558- 1 face to face. Temperature -10°C ÷ 150°C. Pmax 16 bar. In accordance with PED directive. DN 450. Brandoni type.
J9 | J9.102 | DN 500 | Wafer butterfly valve with centered disc in nickel plated ductile iron. Body in ductile iron EN GJS 400-15. Liner in FKM. Epoxy coating. Integrated flanges ISO 5211. Alignment holes for mounting between PN 6-10-16 and ANSI150. EN 558- 1 face to face. Temperature -10°C ÷ 150°C. Pmax 16 bar. In accordance with PED directive. Brandoni type. | Wafer butterfly valve with centered disc in nickel plated ductile iron. Body in ductile iron EN GJS 400-15. Liner in FKM. Epoxy coating. Integrated flanges ISO 5211. Alignment holes for mounting between PN 6-10-16 and ANSI150 flanges. EN 558- 1 face to face. Temperature -10°C ÷ 150°C. Pmax 16 bar. In accordance with PED directive. DN 500. Brandoni type.
J9 | J9.102 | DN 600 | Wafer butterfly valve with centered disc in nickel plated ductile iron. Body in ductile iron EN GJS 400-15. Liner in FKM. Epoxy coating. Integrated flanges ISO 5211. Alignment holes for mounting between PN 6-10-16 and ANSI150 flanges. EN 558- 1 face to face. Temperature -10°C ÷ 150°C. Pmax 16 bar. In accordance with PED directive. Brandoni type. | Wafer butterfly valve with centered disc in nickel plated ductile iron. Body in ductile iron EN GJS 400-15. Liner in FKM. Epoxy coating. Integrated flanges ISO 5211. Alignment holes for mounting between PN 6-10-16 and ANSI150 flanges. EN 558- 1 face to face. Temperature -10°C ÷ 150°C. Pmax 16 bar. In accordance with PED directive. DN 600. Brandoni type.

## J9.103
SHUT OFF
Body: ductile iron liner: PTFE Disc: nichel plated ductile iron
Products |  |  | Specification text | Specification text with size
SERIE | Code | Dimension
J9 | J9.103 | DN 40 | Wafer butterfly valve with centered disc in nickel plated ductile iron. Body in ductile iron EN GJS 400-15. Liner in PTFE. Epoxy coating. Aluminium lockable lever suitable for intermediate regulation. Integrated flanges ISO 5211. Alignment holes for mounting between PN 6-10-16 and ANSI150 flanges. EN 558- 1 face to face. Temperature -10°C ÷ 120°C. Pmax 16 bar. In accordance with PED directive. Brandoni type. | Wafer butterfly valve with centered disc in nickel plated ductile iron. Body in ductile iron EN GJS 400-15. Liner in PTFE. Epoxy coating. Aluminium lockable lever suitable for intermediate regulation.. Integrated flanges ISO 5211. Alignment holes for mounting between PN 6-10-16 and ANSI150 flanges. EN 558- 1 face to face. Temperature -10°C ÷ 120°C. Pmax 16 bar. In accordance with PED directive. DN 40. Brandoni type.
J9 | J9.103 | DN 50 | Wafer butterfly valve with centered disc in nickel plated ductile iron. Body in ductile iron EN GJS 400-15. Liner in PTFE. Epoxy coating. Aluminium lockable lever suitable for intermediate regulation. Integrated flanges ISO 5211. Alignment holes for mounting between PN 6-10-16 and ANSI150 flanges. EN 558- 1 face to face. Temperature -10°C ÷ 120°C. Pmax 16 bar. In accordance with PED directive. Brandoni type. | Wafer butterfly valve with centered disc in nickel plated ductile iron. Body in ductile iron EN GJS 400-15. Liner in PTFE. Epoxy coating. Aluminium lockable lever suitable for intermediate regulation. Integrated flanges ISO 5211. Alignment holes for mounting between PN 6-10-16 and ANSI150 flanges. EN 558- 1 face to face. Temperature -10°C ÷ 120°C. Pmax 16 bar. In accordance with PED directive. DN 50. Brandoni type.
J9 | J9.103 | DN 65 | Wafer butterfly valve with centered disc in nickel plated ductile iron. Body in ductile iron EN GJS 400-15. Liner in PTFE. Epoxy coating. Aluminium lockable lever suitable for intermediate regulation. Integrated flanges ISO 5211. Alignment holes for mounting between PN 6-10-16 and ANSI150 flanges. EN 558- 1 face to face. Temperature -10°C ÷ 120°C. Pmax 16 bar. In accordance with PED directive. Brandoni type. | Wafer butterfly valve with centered disc in nickel plated ductile iron. Body in ductile iron EN GJS 400-15. Liner in PTFE. Epoxy coating. Aluminium lockable lever suitable for intermediate regulation.Integrated flanges ISO 5211. Alignment holes for mounting between PN 6-10-16 and ANSI150 flanges. EN 558- 1 face to face. Temperature -10°C ÷ 120°C. Pmax 16 bar. In accordance with PED directive. DN 65. Brandoni type.
J9 | J9.103 | DN 80 | Wafer butterfly valve with centered disc in nickel plated ductile iron. Body in ductile iron EN GJS 400-15. Liner in PTFE. Epoxy coating. Aluminium lockable lever suitable for intermediate regulation. Integrated flanges ISO 5211. Alignment holes for mounting between PN 6-10-16 and ANSI150 flanges. EN 558- 1 face to face. Temperature -10°C ÷ 120°C. Pmax 16 bar. In accordance with PED directive. Brandoni type. | Wafer butterfly valve with centered disc in nickel plated ductile iron. Body in ductile iron EN GJS 400-15. Liner in PTFE. Epoxy coating. Aluminium lockable lever suitable for intermediate regulation. Integrated flanges ISO 5211. Alignment holes for mounting between PN 6-10-16 and ANSI150 flanges. EN 558- 1 face to face. Temperature -10°C ÷ 120°C. Pmax 16 bar. In accordance with PED directive. DN 80. Brandoni type.
J9 | J9.103 | DN 100 | Wafer butterfly valve with centered disc in nickel plated ductile iron. Body in ductile iron EN GJS 400-15. Liner in PTFE. Epoxy coating. Aluminium lockable lever suitable for intermediate regulation. Integrated flanges ISO 5211. Alignment holes for mounting between PN 6-10-16 and ANSI150 flanges. EN 558- 1 face to face. Temperature -10°C ÷ 120°C. Pmax 16 bar. In accordance with PED directive. Brandoni type. | Wafer butterfly valve with centered disc in nickel plated ductile iron. Body in ductile iron EN GJS 400-15. Liner in PTFE. Epoxy coating. Aluminium lockable lever suitable for intermediate regulation. Integrated flanges ISO 5211. Alignment holes for mounting between PN 6-10-16 and ANSI150 flanges. EN 558- 1 face to face. Temperature -10°C ÷ 120°C. Pmax 16 bar. In accordance with PED directive. DN 100. Brandoni type.
J9 | J9.103 | DN 125 | Wafer butterfly valve with centered disc in nickel plated ductile iron. Body in ductile iron EN GJS 400-15. Liner in PTFE. Epoxy coating.Aluminium lockable lever suitable for intermediate regulation. Integrated flanges ISO 5211. Alignment holes for mounting between PN 6-10-16 and ANSI150 flanges. EN 558- 1 face to face. Temperature -10°C ÷ 120°C. Pmax 16 bar. In accordance with PED directive. Brandoni type. | Wafer butterfly valve with centered disc in nickel plated ductile iron. Body in ductile iron EN GJS 400-15. Liner in PTFE. Epoxy coating. Aluminium lockable lever suitable for intermediate regulation. Integrated flanges ISO 5211. Alignment holes for mounting between PN 6-10-16 and ANSI150 flanges. EN 558- 1 face to face. Temperature -10°C ÷ 120°C. Pmax 16 bar. In accordance with PED directive. DN 125. Brandoni type.
J9 | J9.103 | DN 150 | Wafer butterfly valve with centered disc in nickel plated ductile iron. Body in ductile iron EN GJS 400-15. Liner in PTFE. Epoxy coating. Aluminium lockable lever suitable for intermediate regulation. Integrated flanges ISO 5211. Alignment holes for mounting between PN 6-10-16 and ANSI150 flanges. EN 558- 1 face to face. Temperature -10°C ÷ 120°C. Pmax 16 bar. In accordance with PED directive. Brandoni type. | Wafer butterfly valve with centered disc in nickel plated ductile iron. Body in ductile iron EN GJS 400-15. Liner in PTFE. Epoxy coating. Aluminium lockable lever suitable for intermediate regulation. Integrated flanges ISO 5211. Alignment holes for mounting between PN 6-10-16 and ANSI150 flanges. EN 558- 1 face to face. Temperature -10°C ÷ 120°C. Pmax 16 bar. In accordance with PED directive. DN 150. Brandoni type.
J9 | J9.103 | DN 200 | Wafer butterfly valve with centered disc in nickel plated ductile iron. Body in ductile iron EN GJS 400-15. Liner in PTFE. Epoxy coating. Ductile iron lockable lever suitable for intermediate regulation. Integrated flanges ISO 5211. Alignment holes for mounting between PN 6-10-16 and ANSI150 flanges. EN 558- 1 face to face. Temperature -10°C ÷ 120°C. Pmax 16 bar. In accordance with PED directive. Brandoni type. | Wafer butterfly valve with centered disc in nickel plated ductile iron. Body in ductile iron EN GJS 400-15. Liner in PTFE. Epoxy coating. Ductile iron lockable lever suitable for intermediate regulation. Integrated flanges ISO 5211. Alignment holes for mounting between PN 6-10-16 and ANSI150 flanges. EN 558- 1 face to face. Temperature -10°C ÷ 120°C. Pmax 16 bar. In accordance with PED directive. DN 200. Brandoni type.
J9 | J9.103 | DN 250 | Wafer butterfly valve with centered disc in nickel plated ductile iron. Body in ductile iron EN GJS 400-15. Liner in PTFE. Epoxy coating. Ductile iron lockable lever suitable for intermediate regulation. Integrated flanges ISO 5211. Alignment holes for mounting between PN 6-10-16 and ANSI150 flanges. EN 558- 1 face to face. Temperature -10°C ÷ 120°C. Pmax 16 bar. In accordance with PED directive. Brandoni type. | Wafer butterfly valve with centered disc in nickel plated ductile iron. Body in ductile iron EN GJS 400-15. Liner in PTFE. Epoxy coating. Ductile iron lockable lever suitable for intermediate regulation. Integrated flanges ISO 5211. Alignment holes for mounting between PN 6-10-16 and ANSI150 flanges. EN 558- 1 face to face. Temperature -10°C ÷ 120°C. Pmax 16 bar. In accordance with PED directive. DN 250. Brandoni type.
J9 | J9.103 | DN 300 | Wafer butterfly valve with centered disc in nickel plated ductile iron. Body in ductile iron EN GJS 400-15. Liner in PTFE. Epoxy coating. Integrated flanges ISO 5211. Alignment holes for mounting between PN 6-10-16 and ANSI150 flanges. EN 558- 1 face to face. Temperature -10°C ÷ 120°C. Pmax 16 bar. In accordance with PED directive. Brandoni type. | Wafer butterfly valve with centered disc in nickel plated ductile iron. Body in ductile iron EN GJS 400-15. Liner in PTFE. Epoxy coating. Integrated flanges ISO 5211. Alignment holes for mounting between PN 6-10-16 and ANSI150 flanges. EN 558- 1 face to face. Temperature -10°C ÷ 120°C. Pmax 16 bar. In accordance with PED directive. DN 300. Brandoni type.

## J9.120
SHUT OFF
Body: ductile iron liner: EPDM Disc: AISI 316
Products |  |  | Specification text | Specification text with size
SERIE | Code | Dimension
J9 | J9.120 | DN 25 | Wafer butterfly valve with centered disc in AISI 316. Body in ductile iron EN GJS 400-15. Liner in EPDM. Epoxy coating. Aluminium lockable lever suitable for intermediate regulation. Integrated flanges ISO 5211. Alignment holes for mounting between PN 6-10-16 and ANSI150 flanges. EN 558- 1 face to face. Temperature -10°C ÷ 120°C. Pmax 16 bar. In accordance with PED directive. Brandoni type. | Wafer butterfly valve with centered disc in AISI 316. Body in ductile iron EN GJS 400-15. Liner in EPDM. Epoxy coating. Aluminium lockable lever suitable for intermediate regulation. Integrated flanges ISO 5211. Alignment holes for mounting between PN 6-10-16 and ANSI150 flanges. EN 558- 1 face to face. Temperature -10°C ÷ 120°C. Pmax 16 bar. In accordance with PED directive. DN 25. Brandoni type.
J9 | J9.120 | DN 32 | Wafer butterfly valve with centered disc in AISI 316. Body in ductile iron EN GJS 400-15. Liner in EPDM. Epoxy coating. Aluminium lockable lever suitable for intermediate regulation. Integrated flanges ISO 5211. Alignment holes for mounting between PN 6-10-16 and ANSI150 flanges. EN 558- 1 face to face. Temperature -10°C ÷ 120°C. Pmax 16 bar. In accordance with PED directive. Brandoni type. | Wafer butterfly valve with centered disc in AISI 316. Body in ductile iron EN GJS 400-15. Liner in EPDM. Epoxy coating. Aluminium lockable lever suitable for intermediate regulation. Integrated flanges ISO 5211. Alignment holes for mounting between PN 6-10-16 and ANSI150 flanges. EN 558- 1 face to face. Temperature -10°C ÷ 120°C. Pmax 16 bar. In accordance with PED directive. DN 32. Brandoni type.
J9 | J9.120 | DN 40 | Wafer butterfly valve with centered disc in AISI 316. Body in ductile iron EN GJS 400-15. Liner in EPDM. Epoxy coating. Aluminium lockable lever suitable for intermediate regulation. Integrated flanges ISO 5211. Alignment holes for mounting between PN 6-10-16 and ANSI150 flanges. EN 558- 1 face to face. Temperature -10°C ÷ 120°C. Pmax 16 bar. In accordance with PED directive. Brandoni type. | Wafer butterfly valve with centered disc in AISI 316. Body in ductile iron EN GJS 400-15. Liner in EPDM. Epoxy coating. Aluminium lockable lever suitable for intermediate regulation. Integrated flanges ISO 5211. Alignment holes for mounting between PN 6-10-16 and ANSI150 flanges. EN 558- 1 face to face. Temperature -10°C ÷ 120°C. Pmax 16 bar. In accordance with PED directive. DN 40. Brandoni type.
J9 | J9.120 | DN 50 | Wafer butterfly valve with centered disc in AISI 316. Body in ductile iron EN GJS 400-15. Liner in EPDM. Epoxy coating. Aluminium lockable lever suitable for intermediate regulation. Integrated flanges ISO 5211. Alignment holes for mounting between PN 6-10-16 and ANSI150 flanges. EN 558- 1 face to face. Temperature -10°C ÷ 120°C. Pmax 16 bar. In accordance with PED directive. Brandoni type. | Wafer butterfly valve with centered disc in AISI 316. Body in ductile iron EN GJS 400-15. Liner in EPDM. Epoxy coating.Aluminium lockable lever suitable for intermediate regulation. Integrated flanges ISO 5211. Alignment holes for mounting between PN 6-10-16 and ANSI150 flanges. EN 558- 1 face to face. Temperature -10°C ÷ 120°C. Pmax 16 bar. In accordance with PED directive. DN 50. Brandoni type.
J9 | J9.120 | DN 65 | Wafer butterfly valve with centered disc in AISI 316. Body in ductile iron EN GJS 400-15. Liner in EPDM. Epoxy coating. Aluminium lockable lever suitable for intermediate regulation.Integrated flanges ISO 5211. Alignment holes for mounting between PN 6-10-16 and ANSI150 flanges. EN 558- 1 face to face. Temperature -10°C ÷ 120°C. Pmax 16 bar. In accordance with PED directive. Brandoni type. | Wafer butterfly valve with centered disc in AISI 316. Body in ductile iron EN GJS 400-15. Liner in EPDM. Epoxy coating. Aluminium lockable lever suitable for intermediate regulation. Integrated flanges ISO 5211. Alignment holes for mounting between PN 6-10-16 and ANSI150 flanges. EN 558- 1 face to face. Temperature -10°C ÷ 120°C. Pmax 16 bar. In accordance with PED directive. DN 65. Brandoni type.
J9 | J9.120 | DN 80 | Wafer butterfly valve with centered disc in AISI 316. Body in ductile iron EN GJS 400-15. Liner in EPDM. Epoxy coating. Aluminium lockable lever suitable for intermediate regulation. Integrated flanges ISO 5211. Alignment holes for mounting between PN 6-10-16 and ANSI150 flanges. EN 558- 1 face to face. Temperature -10°C ÷ 120°C. Pmax 16 bar. In accordance with PED directive. Brandoni type. | Wafer butterfly valve with centered disc in AISI 316. Body in ductile iron EN GJS 400-15. Liner in EPDM. Epoxy coating. Aluminium lockable lever suitable for intermediate regulation. Integrated flanges ISO 5211. Alignment holes for mounting between PN 6-10-16 and ANSI150 flanges. EN 558- 1 face to face. Temperature -10°C ÷ 120°C. Pmax 16 bar. In accordance with PED directive. DN 80. Brandoni type.
J9 | J9.120 | DN 100 | Wafer butterfly valve with centered disc in AISI 316. Body in ductile iron EN GJS 400-15. Liner in EPDM. Epoxy coating. Aluminium lockable lever suitable for intermediate regulation. Integrated flanges ISO 5211. Alignment holes for mounting between PN 6-10-16 and ANSI150 flanges. EN 558- 1 face to face. Temperature -10°C ÷ 120°C. Pmax 16 bar. In accordance with PED directive. Brandoni type. | Wafer butterfly valve with centered disc in AISI 316. Body in ductile iron EN GJS 400-15. Liner in EPDM. Epoxy coating. Aluminium lockable lever suitable for intermediate regulation. Integrated flanges ISO 5211. Alignment holes for mounting between PN 6-10-16 and ANSI150 flanges. EN 558- 1 face to face. Temperature -10°C ÷ 120°C. Pmax 16 bar. In accordance with PED directive. DN 100. Brandoni type.
J9 | J9.120 | DN 125 | Wafer butterfly valve with centered disc in AISI 316. Body in ductile iron EN GJS 400-15. Liner in EPDM. Epoxy coating. Aluminium lockable lever suitable for intermediate regulation. Integrated flanges ISO 5211. Alignment holes for mounting between PN 6-10-16 and ANSI150 flanges. EN 558- 1 face to face. Temperature -10°C ÷ 120°C. Pmax 16 bar. In accordance with PED directive. Brandoni type. | Wafer butterfly valve with centered disc in AISI 316. Body in ductile iron EN GJS 400-15. Liner in EPDM. Epoxy coating. Aluminium lockable lever suitable for intermediate regulation.. Integrated flanges ISO 5211. Alignment holes for mounting between PN 6-10-16 and ANSI150 flanges. EN 558- 1 face to face. Temperature -10°C ÷ 120°C. Pmax 16 bar. In accordance with PED directive. DN 125. Brandoni type.
J9 | J9.120 | DN 150 | Wafer butterfly valve with centered disc in AISI 316. Body in ductile iron EN GJS 400-15. Liner in EPDM. Epoxy coating. Aluminium lockable lever suitable for intermediate regulation. Integrated flanges ISO 5211. Alignment holes for mounting between PN 6-10-16 and ANSI150. EN 558- 1 face to face. Temperature -10°C ÷ 120°C. Pmax 16 bar. In accordance with PED directive. Brandoni type. | Wafer butterfly valve with centered disc in AISI 316. Body in ductile iron EN GJS 400-15. Liner in EPDM. Epoxy coating. Aluminium lockable lever suitable for intermediate regulation. Integrated flanges ISO 5211. Alignment holes for mounting between PN 6-10-16 and ANSI150 flanges. EN 558- 1 face to face. Temperature -10°C ÷ 120°C. Pmax 16 bar. In accordance with PED directive. DN 150. Brandoni type.
J9 | J9.120 | DN 200 | Wafer butterfly valve with centered disc in AISI 316. Body in ductile iron EN GJS 400-15. Liner in EPDM. Epoxy coating. Ductile iron lockable lever suitable for intermediate regulation. Integrated flanges ISO 5211. Alignment holes for mounting between PN 6-10-16 and ANSI150 flanges. EN 558- 1 face to face. Temperature -10°C ÷ 120°C. Pmax 16 bar. In accordance with PED directive. Brandoni type. | Wafer butterfly valve with centered disc in AISI 316. Body in ductile iron EN GJS 400-15. Liner in EPDM. Epoxy coating. Ductile iron lockable lever suitable for intermediate regulation. Integrated flanges ISO 5211. Alignment holes for mounting between PN 6-10-16 and ANSI150. EN 558- 1 face to face. Temperature -10°C ÷ 120°C. Pmax 16 bar. In accordance with PED directive. DN 200. Brandoni type.
J9 | J9.120 | DN 250 | Wafer butterfly valve with centered disc in AISI 316. Body in ductile iron EN GJS 400-15. Liner in EPDM. Epoxy coating. Ductile iron lockable lever suitable for intermediate regulation. Integrated flanges ISO 5211. Alignment holes for mounting between PN 6-10-16 and ANSI150 flanges. EN 558- 1 face to face. Temperature -10°C ÷ 120°C. Pmax 16 bar. In accordance with PED directive. Brandoni type. | Wafer butterfly valve with centered disc in AISI 316. Body in ductile iron EN GJS 400-15. Liner in EPDM. Epoxy coating. Ductile iron lockable lever suitable for intermediate regulation. Integrated flanges ISO 5211. Alignment holes for mounting between PN 6-10-16 and ANSI150 flanges. EN 558- 1 face to face. Temperature -10°C ÷ 120°C. Pmax 16 bar. In accordance with PED directive. DN 250. Brandoni type.
J9 | J9.120 | DN 300 | Wafer butterfly valve with centered disc in AISI 316. Body in ductile iron EN GJS 400-15. Liner in EPDM. Epoxy coating. Integrated flanges ISO 5211. Alignment holes for mounting between PN 6-10-16 and ANSI150 flanges. EN 558- 1 face to face. Temperature -10°C ÷ 120°C. Pmax 16 bar. In accordance with PED directive. Brandoni type. | Wafer butterfly valve with centered disc in AISI 316. Body in ductile iron EN GJS 400-15. Liner in EPDM. Epoxy coating. Integrated flanges ISO 5211. Alignment holes for mounting between PN 6-10-16 and ANSI150 flanges. EN 558- 1 face to face. Temperature -10°C ÷ 120°C. Pmax 16 bar. In accordance with PED directive. DN 300. Brandoni type.
J9 | J9.120 | DN 350 | Wafer butterfly valve with centered disc in AISI 316. Body in ductile iron EN GJS 400-15. Liner in EPDM. Epoxy coating. Integrated flanges ISO 5211. Alignment holes for mounting between PN 6-10-16 and ANSI150 flanges. EN 558- 1 face to face. Temperature -10°C ÷ 120°C. Pmax 16 bar. In accordance with PED directive. Brandoni type. | Wafer butterfly valve with centered disc in AISI 316. Body in ductile iron EN GJS 400-15. Liner in EPDM. Internal and external epoxy coating. Integrated flanges ISO 5211. Alignment holes for mounting between PN 6-10-16 and ANSI150 flanges. EN 558- 1 face to face. Temperature -10°C ÷ 120°C. Pmax 16 bar. In accordance with PED directive. DN 350. Brandoni type.
J9 | J9.120 | DN 400 | Wafer butterfly valve with centered disc in AISI 316. Body in ductile iron EN GJS 400-15. Liner in EPDM. Epoxy coating. Integrated flanges ISO 5211. Alignment holes for mounting between PN 6-10-16 and ANSI150 flanges. EN 558- 1 face to face. Temperature -10°C ÷ 120°C. Pmax 16 bar. In accordance with PED directive. Brandoni type. | Wafer butterfly valve with centered disc in AISI 316. Body in ductile iron EN GJS 400-15. Liner in EPDM. Epoxy coating. Integrated flanges ISO 5211. Alignment holes for mounting between PN 6-10-16 and ANSI150 flanges. EN 558- 1 face to face. Temperature -10°C ÷ 120°C. Pmax 16 bar. In accordance with PED directive. DN 400. Brandoni type.
J9 | J9.120 | DN 450 | Wafer butterfly valve with centered disc in AISI 316. Body in ductile iron EN GJS 400-15. Liner in EPDM. Epoxy coating. Integrated flanges ISO 5211. Alignment holes for mounting between PN 6-10-16 and ANSI150 flanges. EN 558- 1 face to face. Temperature -10°C ÷ 120°C. Pmax 16 bar. In accordance with PED directive. Brandoni type. | Wafer butterfly valve with centered disc in AISI 316. Body in ductile iron EN GJS 400-15. Liner in EPDM. Epoxy coating. Integrated flanges ISO 5211. Alignment holes for mounting between PN 6-10-16 and ANSI150 flanges. EN 558- 1 face to face. Temperature -10°C ÷ 120°C. Pmax 16 bar. In accordance with PED directive. DN 450. Brandoni type.
J9 | J9.120 | DN 500 | Wafer butterfly valve with centered disc in AISI 316. Body in ductile iron EN GJS 400-15. Liner in EPDM. Epoxy coating. Integrated flanges ISO 5211. Alignment holes for mounting between PN 6-10-16 and ANSI150 flanges. EN 558- 1 face to face. Temperature -10°C ÷ 120°C. Pmax 16 bar. In accordance with PED directive. Brandoni type. | Wafer butterfly valve with centered disc in AISI 316. Body in ductile iron EN GJS 400-15. Liner in EPDM. Epoxy coating. Integrated flanges ISO 5211. Alignment holes for mounting between PN 6-10-16 and ANSI150 flanges. EN 558- 1 face to face. Temperature -10°C ÷ 120°C. Pmax 16 bar. In accordance with PED directive. DN 500. Brandoni type.
J9 | J9.120 | DN 600 | Wafer butterfly valve with centered disc in AISI 316. Body in ductile iron EN GJS 400-15. Liner in EPDM. Epoxy coating. Integrated flanges ISO 5211. Alignment holes for mounting between PN 6-10-16 and ANSI150 flanges. EN 558- 1 face to face. Temperature -10°C ÷ 120°C. Pmax 16 bar. In accordance with PED directive. Brandoni type. | Wafer butterfly valve with centered disc in AISI 316. Body in ductile iron EN GJS 400-15. Liner in EPDM. Epoxy coating. Integrated flanges ISO 5211. Alignment holes for mounting between PN 6-10-16 and ANSI150 flanges. EN 558- 1 face to face. Temperature -10°C ÷ 120°C. Pmax 16 bar. In accordance with PED directive. DN 600. Brandoni type.

## J9.121
SHUT OFF
Body: ductile iron liner: NBR Disc: AISI 316
Products |  |  | Specification text | Specification text with size
SERIE | Code | Dimension
J9 | J9.121 | DN 25 | Wafer butterfly valve with centered disc in AISI 316. Body in ductile iron EN GJS 400-15. Liner in NBR. Epoxy coating.Aluminium lockable lever suitable for intermediate regulation. Integrated flanges ISO 5211. Alignment holes for mounting between PN 6-10-16 and ANSI150 flanges. EN 558- 1 face to face. Temperature -10°C ÷ 80°C. Pmax 16 bar. In accordance with PED directive. Brandoni type. | Wafer butterfly valve with centered disc in AISI 316. Body in ductile iron EN GJS 400-15. Liner in NBR. Epoxy coating. Aluminium lockable lever suitable for intermediate regulation. Integrated flanges ISO 5211. Alignment holes for mounting between PN 6-10-16 and ANSI150 flanges. EN 558- 1 face to face. Temperature -10°C ÷ 80°C. Pmax 16 bar. In accordance with PED directive. DN 25. Brandoni type.
J9 | J9.121 | DN 32 | Wafer butterfly valve with centered disc in AISI 316. Body in ductile iron EN GJS 400-15. Liner in NBR. Epoxy coating. Aluminium lockable lever suitable for intermediate regulation. Integrated flanges ISO 5211. Alignment holes for mounting between PN 6-10-16 and ANSI150 flanges. EN 558- 1 face to face. Temperature -10°C ÷ 80°C. Pmax 16 bar. In accordance with PED directive. Brandoni type. | Wafer butterfly valve with centered disc in AISI 316. Body in ductile iron EN GJS 400-15. Liner in NBR. Epoxy coating. Aluminium lockable lever suitable for intermediate regulation.Integrated flanges ISO 5211. Alignment holes for mounting between PN 6-10-16 and ANSI150 flanges. EN 558- 1 face to face. Temperature -10°C ÷ 80°C. Pmax 16 bar. In accordance with PED directive. DN 32. Brandoni type.
J9 | J9.121 | DN 40 | Wafer butterfly valve with centered disc in AISI 316. Body in ductile iron EN GJS 400-15. Liner in NBR. Epoxy coating. Aluminium lockable lever suitable for intermediate regulation. Integrated flanges ISO 5211. Alignment holes for mounting between PN 6-10-16 and ANSI150 flanges. EN 558- 1 face to face. Temperature -10°C ÷ 80°C. Pmax 16 bar. In accordance with PED directive. Brandoni type. | Wafer butterfly valve with centered disc in AISI 316. Body in ductile iron EN GJS 400-15. Liner in NBR. Epoxy coating. Aluminium lockable lever suitable for intermediate regulation. Integrated flanges ISO 5211. Alignment holes for mounting between PN 6-10-16 and ANSI150 flanges. EN 558- 1 face to face. Temperature -10°C ÷ 80°C. Pmax 16 bar. In accordance with PED directive. DN 40. Brandoni type.
J9 | J9.121 | DN 50 | Wafer butterfly valve with centered disc in AISI 316. Body in ductile iron EN GJS 400-15. Liner in NBR. Epoxy coating. Aluminium lockable lever suitable for intermediate regulation. Integrated flanges ISO 5211. Alignment holes for mounting between PN 6-10-16 and ANSI150 flanges. EN 558- 1 face to face. Temperature -10°C ÷ 80°C. Pmax 16 bar. In accordance with PED directive. Brandoni type. | Wafer butterfly valve with centered disc in AISI 316. Body in ductile iron EN GJS 400-15. Liner in NBR. Epoxy coating. Aluminium lockable lever suitable for intermediate regulation. Integrated flanges ISO 5211. Alignment holes for mounting between PN 6-10-16 and ANSI150 flanges. EN 558- 1 face to face. Temperature -10°C ÷ 80°C. Pmax 16 bar. In accordance with PED directive. DN 50. Brandoni type.
J9 | J9.121 | DN 65 | Wafer butterfly valve with centered disc in AISI 316. Body in ductile iron EN GJS 400-15. Liner in NBR. Epoxy coating. Aluminium lockable lever suitable for intermediate regulation. Integrated flanges ISO 5211. Alignment holes for mounting between PN 6-10-16 and ANSI150 flanges. EN 558- 1 face to face. Temperature -10°C ÷ 80°C. Pmax 16 bar. In accordance with PED directive. Brandoni type. | Wafer butterfly valve with centered disc in AISI 316. Body in ductile iron EN GJS 400-15. Liner in NBR. Epoxy coating. Aluminium lockable lever suitable for intermediate regulation. Integrated flanges ISO 5211. Alignment holes for mounting between PN 6-10-16 and ANSI150 flanges. EN 558- 1 face to face. Temperature -10°C ÷ 80°C. Pmax 16 bar. In accordance with PED directive. DN 65. Brandoni type.
J9 | J9.121 | DN 80 | Wafer butterfly valve with centered disc in AISI 316. Body in ductile iron EN GJS 400-15. Liner in NBR. Eepoxy coating.Aluminium lockable lever suitable for intermediate regulation. Integrated flanges ISO 5211. Alignment holes for mounting between PN 6-10-16 and ANSI150 flanges. EN 558- 1 face to face. Temperature -10°C ÷ 80°C. Pmax 16 bar. In accordance with PED directive. Brandoni type. | Wafer butterfly valve with centered disc in AISI 316. Body in ductile iron EN GJS 400-15. Liner in NBR. Epoxy coating. Aluminium lockable lever suitable for intermediate regulation. Integrated flanges ISO 5211. Alignment holes for mounting between PN 6-10-16 and ANSI150 flanges. EN 558- 1 face to face. Temperature -10°C ÷ 80°C. Pmax 16 bar. In accordance with PED directive. DN 80. Brandoni type.
J9 | J9.121 | DN 100 | Wafer butterfly valve with centered disc in AISI 316. Body in ductile iron EN GJS 400-15. Liner in NBR. Epoxy coating. Aluminium lockable lever suitable for intermediate regulation.Integrated flanges ISO 5211. Alignment holes for mounting between PN 6-10-16 and ANSI150 flanges. EN 558- 1 face to face. Temperature -10°C ÷ 80°C. Pmax 16 bar. In accordance with PED directive. Brandoni type. | Wafer butterfly valve with centered disc in AISI 316. Body in ductile iron EN GJS 400-15. Liner in NBR. Epoxy coating. Aluminium lockable lever suitable for intermediate regulation. Integrated flanges ISO 5211. Alignment holes for mounting between PN 6-10-16 and ANSI150 flanges. EN 558- 1 face to face. Temperature -10°C ÷ 80°C. Pmax 16 bar. In accordance with PED directive. DN 100. Brandoni type.
J9 | J9.121 | DN 125 | Wafer butterfly valve with centered disc in AISI 316. Body in ductile iron EN GJS 400-15. Liner in NBR. Epoxy coating. Aluminium lockable lever suitable for intermediate regulation. Integrated flanges ISO 5211. Alignment holes for mounting between PN 6-10-16 and ANSI150 flanges. EN 558- 1 face to face. Temperature -10°C ÷ 80°C. Pmax 16 bar. In accordance with PED directive. Brandoni type. | Wafer butterfly valve with centered disc in AISI 316. Body in ductile iron EN GJS 400-15. Liner in NBR. Epoxy coating. Aluminium lockable lever suitable for intermediate regulation. Integrated flanges ISO 5211. Alignment holes for mounting between PN 6-10-16 and ANSI150 flanges. EN 558- 1 face to face. Temperature -10°C ÷ 80°C. Pmax 16 bar. In accordance with PED directive. DN 125. Brandoni type.
J9 | J9.121 | DN 150 | Wafer butterfly valve with centered disc in AISI 316. Body in ductile iron EN GJS 400-15. Liner in NBR. Epoxy coating. Aluminium lockable lever suitable for intermediate regulation. Integrated flanges ISO 5211. Alignment holes for mounting between PN 6-10-16 and ANSI150 flanges. EN 558- 1 face to face. Temperature -10°C ÷ 80°C. Pmax 16 bar. In accordance with PED directive. Brandoni type. | Wafer butterfly valve with centered disc in AISI 316. Body in ductile iron EN GJS 400-15. Liner in NBR. Epoxy coating. Aluminium lockable lever suitable for intermediate regulation.Integrated flanges ISO 5211. Alignment holes for mounting between PN 6-10-16 and ANSI150 flanges. EN 558- 1 face to face. Temperature -10°C ÷ 80°C. Pmax 16 bar. In accordance with PED directive. DN 150. Brandoni type.
J9 | J9.121 | DN 200 | Wafer butterfly valve with centered disc in AISI 316. Body in ductile iron EN GJS 400-15. Liner in NBR. Epoxy coating. Ductile iron lockable lever suitable for intermediate regulation. Integrated flanges ISO 5211. Alignment holes for mounting between PN 6-10-16 and ANSI150. EN 558- 1 face to face. Temperature -10°C ÷ 80°C. Pmax 16 bar. In accordance with PED directive. Brandoni type. | Wafer butterfly valve with centered disc in AISI 316. Body in ductile iron EN GJS 400-15. Liner in NBR. Epoxy coating. Ductile iron lockable lever suitable for intermediate regulation. Integrated flanges ISO 5211. Alignment holes for mounting between PN 6-10-16 and ANSI150 flanges. EN 558- 1 face to face. Temperature -10°C ÷ 80°C. Pmax 16 bar. In accordance with PED directive. DN 200. Brandoni type.
J9 | J9.121 | DN 250 | Wafer butterfly valve with centered disc in AISI 316. Body in ductile iron EN GJS 400-15. Liner in NBR. Epoxy coating. Ductile iron lockable lever suitable for intermediate regulation. Integrated flanges ISO 5211. Alignment holes for mounting between PN 6-10-16 and ANSI150 flanges. EN 558- 1 face to face. Temperature -10°C ÷ 80°C. Pmax 16 bar. In accordance with PED directive. Brandoni type. | Wafer butterfly valve with centered disc in AISI 316. Body in ductile iron EN GJS 400-15. Liner in NBR. Epoxy coating. Ductile iron lockable lever suitable for intermediate regulation. Integrated flanges ISO 5211. Alignment holes for mounting between PN 6-10-16 and ANSI150 flanges. EN 558- 1 face to face. Temperature -10°C ÷ 80°C. Pmax 16 bar. In accordance with PED directive. DN 250. Brandoni type.
J9 | J9.121 | DN 300 | Wafer butterfly valve with centered disc in AISI 316. Body in ductile iron EN GJS 400-15. Liner in NBR. Epoxy coating. Integrated flanges ISO 5211. Alignment holes for mounting between PN 6-10-16 and ANSI150 flanges. EN 558- 1 face to face. Temperature -10°C ÷ 80°C. Pmax 16 bar. In accordance with PED directive. Brandoni type. | Wafer butterfly valve with centered disc in AISI 316. Body in ductile iron EN GJS 400-15. Liner in NBR. Epoxy coating. Integrated flanges ISO 5211. Alignment holes for mounting between PN 6-10-16 and ANSI150 flanges. EN 558- 1 face to face. Temperature -10°C ÷ 80°C. Pmax 16 bar. In accordance with PED directive. DN 300. Brandoni type.
J9 | J9.121 | DN 350 | Wafer butterfly valve with centered disc in AISI 316. Body in ductile iron EN GJS 400-15. Liner in NBR. Epoxy coating. Integrated flanges ISO 5211. Alignment holes for mounting between PN 6-10-16 and ANSI150 flanges. EN 558- 1 face to face. Temperature -10°C ÷ 80°C. Pmax 16 bar. In accordance with PED directive. Brandoni type. | Wafer butterfly valve with centered disc in AISI 316. Body in ductile iron EN GJS 400-15. Liner in NBR. Epoxy coating. Integrated flanges ISO 5211. Alignment holes for mounting between PN 6-10-16 and ANSI150 flanges. EN 558- 1 face to face. Temperature -10°C ÷ 80°C. Pmax 16 bar. In accordance with PED directive. DN 350. Brandoni type.
J9 | J9.121 | DN 400 | Wafer butterfly valve with centered disc in AISI 316. Body in ductile iron EN GJS 400-15. Liner in NBR. Epoxy coating. Integrated flanges ISO 5211. Alignment holes for mounting between PN 6-10-16 and ANSI150 flanges. EN 558- 1 face to face. Temperature -10°C ÷ 80°C. Pmax 16 bar. In accordance with PED directive. Brandoni type. | Wafer butterfly valve with centered disc in AISI 316. Body in ductile iron EN GJS 400-15. Liner in NBR. Epoxy coating. Integrated flanges ISO 5211. Alignment holes for mounting between PN 6-10-16 and ANSI150 flanges. EN 558- 1 face to face. Temperature -10°C ÷ 80°C. Pmax 16 bar. In accordance with PED directive. DN 400. Brandoni type.
J9 | J9.121 | DN 450 | Wafer butterfly valve with centered disc in AISI 316. Body in ductile iron EN GJS 400-15. Liner in NBR. Epoxy coating. Integrated flanges ISO 5211. Alignment holes for mounting between PN 6-10-16 and ANSI150 flanges. EN 558- 1 face to face. Temperature -10°C ÷ 80°C. Pmax 16 bar. In accordance with PED directive. Brandoni type. | Wafer butterfly valve with centered disc in AISI 316. Body in ductile iron EN GJS 400-15. Liner in NBR. Epoxy coating. Integrated flanges ISO 5211. Alignment holes for mounting between PN 6-10-16 and ANSI150 flanges. EN 558- 1 face to face. Temperature -10°C ÷ 80°C. Pmax 16 bar. In accordance with PED directive. DN 450. Brandoni type.
J9 | J9.121 | DN 500 | Wafer butterfly valve with centered disc in AISI 316. Body in ductile iron EN GJS 400-15. Liner in NBR. Epoxy coating. Integrated flanges ISO 5211. Alignment holes for mounting between PN 6-10-16 and ANSI150 flanges. EN 558- 1 face to face. Temperature -10°C ÷ 80°C. Pmax 16 bar. In accordance with PED directive. Brandoni type. | Wafer butterfly valve with centered disc in AISI 316. Body in ductile iron EN GJS 400-15. Liner in NBR. Epoxy coating. Integrated flanges ISO 5211. Alignment holes for mounting between PN 6-10-16 and ANSI150 flanges. EN 558- 1 face to face. Temperature -10°C ÷ 80°C. Pmax 16 bar. In accordance with PED directive. DN 500. Brandoni type.
J9 | J9.121 | DN 600 | Wafer butterfly valve with centered disc in AISI 316. Body in ductile iron EN GJS 400-15. Liner in NBR. Epoxy coating. Integrated flanges ISO 5211. Alignment holes for mounting between PN 6-10-16 and ANSI150 flanges. EN 558- 1 face to face. Temperature -10°C ÷ 80°C. Pmax 16 bar. In accordance with PED directive. Brandoni type. | Wafer butterfly valve with centered disc in AISI 316. Body in ductile iron EN GJS 400-15. Liner in NBR. Epoxy coating. Integrated flanges ISO 5211. Alignment holes for mounting between PN 6-10-16 and ANSI150 flanges. EN 558- 1 face to face. Temperature -10°C ÷ 80°C. Pmax 16 bar. In accordance with PED directive. DN 600. Brandoni type.

## J9.122
SHUT OFF
Body: ductile iron liner: FKM Disc: AISI 316
Products |  |  | Specification text | Specification text with size
SERIE | Code | Dimension
J9 | J9.122 | DN 40 | Wafer butterfly valve with centered disc in AISI 316. Body in ductile iron EN GJS 400-15. Liner in FKM. Epoxy coating. Aluminium lockable lever suitable for intermediate regulation. Integrated flanges ISO 5211. Alignment holes for mounting between PN 6-10-16 and ANSI150 flanges. EN 558- 1 face to face. Temperature -10°C ÷ 150°C. Pmax 16 bar. In accordance with PED directive. Brandoni type. | Wafer butterfly valve with centered disc in AISI 316. Body in ductile iron EN GJS 400-15. Liner in FKM. Epoxy coating. Aluminium lockable lever suitable for intermediate regulation. Integrated flanges ISO 5211. Alignment holes for mounting between PN 6-10-16 and ANSI150 flanges. EN 558- 1 face to face. Temperature -10°C ÷ 150°C. Pmax 16 bar. In accordance with PED directive. DN 40. Brandoni type.
J9 | J9.122 | DN 50 | Wafer butterfly valve with centered disc in AISI 316. Body in ductile iron EN GJS 400-15. Liner in FKM. Epoxy coating. Aluminium lockable lever suitable for intermediate regulation. Integrated flanges ISO 5211. Alignment holes for mounting between PN 6-10-16 and ANSI150 flanges. EN 558- 1 face to face. Temperature -10°C ÷ 150°C. Pmax 16 bar. In accordance with PED directive. Brandoni type. | Wafer butterfly valve with centered disc in AISI 316. Body in ductile iron EN GJS 400-15. Liner in FKM. Epoxy coating. Aluminium lockable lever suitable for intermediate regulation. Integrated flanges ISO 5211. Alignment holes for mounting between PN 6-10-16 and ANSI150 flanges. EN 558- 1 face to face. Temperature -10°C ÷ 150°C. Pmax 16 bar. In accordance with PED directive. DN 50. Brandoni type.
J9 | J9.122 | DN 65 | Wafer butterfly valve with centered disc in AISI 316. Body in ductile iron EN GJS 400-15. Liner in FKM. Epoxy coating. Aluminium lockable lever suitable for intermediate regulation. Integrated flanges ISO 5211. Alignment holes for mounting between PN 6-10-16 and ANSI150 flanges. EN 558- 1 face to face. Temperature -10°C ÷ 150°C. Pmax 16 bar. In accordance with PED directive. Brandoni type. | Wafer butterfly valve with centered disc in AISI 316. Body in ductile iron EN GJS 400-15. Liner in FKM. Epoxy coating. Aluminium lockable lever suitable for intermediate regulation. Integrated flanges ISO 5211. Alignment holes for mounting between PN 6-10-16 and ANSI150 flanges. EN 558- 1 face to face. Temperature -10°C ÷ 150°C. Pmax 16 bar. In accordance with PED directive. DN 65. Brandoni type.
J9 | J9.122 | DN 80 | Wafer butterfly valve with centered disc in AISI 316. Body in ductile iron EN GJS 400-15. Liner in FKM. Epoxy coating. Aluminium lockable lever suitable for intermediate regulation. Integrated flanges ISO 5211. Alignment holes for mounting between PN 6-10-16 and ANSI150 flanges. EN 558- 1 face to face. Temperature -10°C ÷ 150°C. Pmax 16 bar. In accordance with PED directive. Brandoni type. | Wafer butterfly valve with centered disc in AISI 316. Body in ductile iron EN GJS 400-15. Liner in FKM. Epoxy coating. Aluminium lockable lever suitable for intermediate regulation. Integrated flanges ISO 5211. Alignment holes for mounting between PN 6-10-16 and ANSI150 flanges. EN 558- 1 face to face. Temperature -10°C ÷ 150°C. Pmax 16 bar. In accordance with PED directive. DN 80. Brandoni type.
J9 | J9.122 | DN 100 | Wafer butterfly valve with centered disc in AISI 316. Body in ductile iron EN GJS 400-15. Liner in FKM. Epoxy coating. Aluminium lockable lever suitable for intermediate regulation. Integrated flanges ISO 5211. Alignment holes for mounting between PN 6-10-16 and ANSI150 flanges. EN 558- 1 face to face. Temperature -10°C ÷ 150°C. Pmax 16 bar. In accordance with PED directive. Brandoni type. | Wafer butterfly valve with centered disc in AISI 316. Body in ductile iron EN GJS 400-15. Liner in FKM. Epoxy coating. Aluminium lockable lever suitable for intermediate regulation. Integrated flanges ISO 5211. Alignment holes for mounting between PN 6-10-16 and ANSI150 flanges. EN 558- 1 face to face. Temperature -10°C ÷ 150°C. Pmax 16 bar. In accordance with PED directive. DN 100. Brandoni type.
J9 | J9.122 | DN 125 | Wafer butterfly valve with centered disc in AISI 316. Body in ductile iron EN GJS 400-15. Liner in FKM. Epoxy coating. Aluminium lockable lever suitable for intermediate regulation. Integrated flanges ISO 5211. Alignment holes for mounting between PN 6-10-16 and ANSI150 flanges. EN 558- 1 face to face. Temperature -10°C ÷ 150°C. Pmax 16 bar. In accordance with PED directive. Brandoni type. | Wafer butterfly valve with centered disc in AISI 316. Body in ductile iron EN GJS 400-15. Liner in FKM. Epoxy coating. Aluminium lockable lever suitable for intermediate regulation. Integrated flanges ISO 5211. Alignment holes for mounting between PN 6-10-16 and ANSI150 flanges. EN 558- 1 face to face. Temperature -10°C ÷ 150°C. Pmax 16 bar. In accordance with PED directive. DN 125. Brandoni type.
J9 | J9.122 | DN 150 | Wafer butterfly valve with centered disc in AISI 316. Body in ductile iron EN GJS 400-15. Liner in FKM. Epoxy coating. Aluminium lockable lever suitable for intermediate regulation. Integrated flanges ISO 5211. Alignment holes for mounting between PN 6-10-16 and ANSI150 flanges. EN 558- 1 face to face. Temperature -10°C ÷ 150°C. Pmax 16 bar. In accordance with PED directive. Brandoni type. | Wafer butterfly valve with centered disc in AISI 316. Body in ductile iron EN GJS 400-15. Liner in FKM. Epoxy coating. Aluminium lockable lever suitable for intermediate regulation. Integrated flanges ISO 5211. Alignment holes for mounting between PN 6-10-16 and ANSI150 flanges. EN 558- 1 face to face. Temperature -10°C ÷ 150°C. Pmax 16 bar. In accordance with PED directive. DN 150. Brandoni type.
J9 | J9.122 | DN 200 | Wafer butterfly valve with centered disc in AISI 316. Body in ductile iron EN GJS 400-15. Liner in FKM. Epoxy coating. Ductile iron lockable lever suitable for intermediate regulation. Integrated flanges ISO 5211. Alignment holes for mounting between PN 6-10-16 and ANSI150 flanges. EN 558- 1 face to face. Temperature -10°C ÷ 150°C. Pmax 16 bar. In accordance with PED directive. Brandoni type. | Wafer butterfly valve with centered disc in AISI 316. Body in ductile iron EN GJS 400-15. Liner in FKM. Epoxy coating. Ductile iron lockable lever suitable for intermediate regulation. Integrated flanges ISO 5211. Alignment holes for mounting between PN 6-10-16 and ANSI150 flanges. EN 558- 1 face to face. Temperature -10°C ÷ 150°C. Pmax 16 bar. In accordance with PED directive. DN 200. Brandoni type.
J9 | J9.122 | DN 250 | Wafer butterfly valve with centered disc in AISI 316. Body in ductile iron EN GJS 400-15. Liner in FKM. Epoxy coating. Ductile iron lockable lever suitable for intermediate regulation. Integrated flanges ISO 5211. Alignment holes for mounting between PN 6-10-16 and ANSI150 flanges. EN 558- 1 face to face. Temperature -10°C ÷ 150°C. Pmax 16 bar. In accordance with PED directive. Brandoni type. | Wafer butterfly valve with centered disc in AISI 316. Body in ductile iron EN GJS 400-15. Liner in FKM. Epoxy coating. Ductile iron lockable lever suitable for intermediate regulation. Integrated flanges ISO 5211. Alignment holes for mounting between PN 6-10-16 and ANSI150 flanges. EN 558- 1 face to face. Temperature -10°C ÷ 150°C. Pmax 16 bar. In accordance with PED directive. DN 250. Brandoni type.
J9 | J9.122 | DN 300 | Wafer butterfly valve with centered disc in AISI 316. Body in ductile iron EN GJS 400-15. Liner in FKM. Epoxy coating. Integrated flanges ISO 5211. Alignment holes for mounting between PN 6-10-16 and ANSI150 flanges. EN 558- 1 face to face. Temperature -10°C ÷ 150°C. Pmax 16 bar. In accordance with PED directive. Brandoni type. | Wafer butterfly valve with centered disc in AISI 316. Body in ductile iron EN GJS 400-15. Liner in FKM. Epoxy coating. Integrated flanges ISO 5211. Alignment holes for mounting between PN 6-10-16 and ANSI150 flanges. EN 558- 1 face to face. Temperature -10°C ÷ 150°C. Pmax 16 bar. In accordance with PED directive. DN 300. Brandoni type.
J9 | J9.122 | DN 350 | Wafer butterfly valve with centered disc in AISI 316. Body in ductile iron EN GJS 400-15. Liner in FKM. Epoxy coating. Integrated flanges ISO 5211. Alignment holes for mounting between PN 6-10-16 and ANSI150 flanges. EN 558- 1 face to face. Temperature -10°C ÷ 150°C. Pmax 16 bar. In accordance with PED directive. Brandoni type. | Wafer butterfly valve with centered disc in AISI 316. Body in ductile iron EN GJS 400-15. Liner in FKM. Epoxy coating. Integrated flanges ISO 5211. Alignment holes for mounting between PN 6-10-16 and ANSI150 flanges. EN 558- 1 face to face. Temperature -10°C ÷ 150°C. Pmax 16 bar. In accordance with PED directive. DN 350. Brandoni type.
J9 | J9.122 | DN 400 | Wafer butterfly valve with centered disc in AISI 316. Body in ductile iron EN GJS 400-15. Liner in FKM. Epoxy coating. Integrated flanges ISO 5211. Alignment holes for mounting between PN 6-10-16 and ANSI150 flanges. EN 558- 1 face to face. Temperature -10°C ÷ 150°C. Pmax 16 bar. In accordance with PED directive. Brandoni type. | Wafer butterfly valve with centered disc in AISI 316. Body in ductile iron EN GJS 400-15. Liner in FKM. Epoxy coating. Integrated flanges ISO 5211. Alignment holes for mounting between PN 6-10-16 and ANSI150 flanges. EN 558- 1 face to face. Temperature -10°C ÷ 150°C. Pmax 16 bar. In accordance with PED directive. DN 400. Brandoni type.

## J9.123
SHUT OFF
Body: ductile iron liner: PTFE Disc: AISI 316
Products |  |  | Specification text | Specification text with size
SERIE | Code | Dimension
J9 | J9.123 | DN 40 | Wafer butterfly valve with centered disc in AISI 316. Body in ductile iron EN GJS 400-15. Liner in PTFE. Epoxy coating. Aluminium lockable lever suitable for intermediate regulation. Integrated flanges ISO 5211. Alignment holes for mounting between PN 6-10-16 and ANSI150 flanges. EN 558- 1 face to face. Temperature -10°C ÷ 120°C. Pmax 16 bar. In accordance with PED directive. Brandoni type. | Wafer butterfly valve with centered disc in AISI 316. Body in ductile iron EN GJS 400-15. Liner in PTFE. Epoxy coating. Aluminium lockable lever suitable for intermediate regulation. Integrated flanges ISO 5211. Alignment holes for mounting between PN 6-10-16 and ANSI150 flanges. EN 558- 1 face to face. Temperature -10°C ÷ 120°C. Pmax 16 bar. In accordance with PED directive. DN 40. Brandoni type.
J9 | J9.123 | DN 50 | Wafer butterfly valve with centered disc in AISI 316. Body in ductile iron EN GJS 400-15. Liner in PTFE. Epoxy coating. Aluminium lockable lever suitable for intermediate regulation. Integrated flanges ISO 5211. Alignment holes for mounting between PN 6-10-16 and ANSI150 flanges. EN 558- 1 face to face. Temperature -10°C ÷ 120°C. Pmax 16 bar. In accordance with PED directive. Brandoni type. | Wafer butterfly valve with centered disc in AISI 316. Body in ductile iron EN GJS 400-15. Liner in PTFE. Epoxy coating. Aluminium lockable lever suitable for intermediate regulation.Integrated flanges ISO 5211. Alignment holes for mounting between PN 6-10-16 and ANSI150 flanges. EN 558- 1 face to face. Temperature -10°C ÷ 120°C. Pmax 16 bar. In accordance with PED directive. DN 50. Brandoni type.
J9 | J9.123 | DN 65 | Wafer butterfly valve with centered disc in AISI 316. Body in ductile iron EN GJS 400-15. Liner in PTFE. Epoxy coating. Aluminium lockable lever suitable for intermediate regulation. Integrated flanges ISO 5211. Alignment holes for mounting between PN 6-10-16 and ANSI150 flanges. EN 558- 1 face to face. Temperature -10°C ÷ 120°C. Pmax 16 bar. In accordance with PED directive. Brandoni type. | Wafer butterfly valve with centered disc in AISI 316. Body in ductile iron EN GJS 400-15. Liner in PTFE. Epoxy coating. Aluminium lockable lever suitable for intermediate regulation. Integrated flanges ISO 5211. Alignment holes for mounting between PN 6-10-16 and ANSI150 flanges. EN 558- 1 face to face. Temperature -10°C ÷ 120°C. Pmax 16 bar. In accordance with PED directive. DN 65. Brandoni type.
J9 | J9.123 | DN 80 | Wafer butterfly valve with centered disc in AISI 316. Body in ductile iron EN GJS 400-15. Liner in PTFE. Epoxy coating. Aluminium lockable lever suitable for intermediate regulation. Integrated flanges ISO 5211. Alignment holes for mounting between PN 6-10-16 and ANSI150 flanges. EN 558- 1 face to face. Temperature -10°C ÷ 120°C. Pmax 16 bar. In accordance with PED directive. Brandoni type. | Wafer butterfly valve with centered disc in AISI 316. Body in ductile iron EN GJS 400-15. Liner in PTFE. Epoxy coating. Aluminium lockable lever suitable for intermediate regulation. Integrated flanges ISO 5211. Alignment holes for mounting between PN 6-10-16 and ANSI150 flanges. EN 558- 1 face to face. Temperature -10°C ÷ 120°C. Pmax 16 bar. In accordance with PED directive. DN 80. Brandoni type.
J9 | J9.123 | DN 100 | Wafer butterfly valve with centered disc in AISI 316. Body in ductile iron EN GJS 400-15. Liner in PTFE. Epoxy coating. Aluminium lockable lever suitable for intermediate regulation. Integrated flanges ISO 5211. Alignment holes for mounting between PN 6-10-16 and ANSI150 flanges. EN 558- 1 face to face. Temperature -10°C ÷ 120°C. Pmax 16 bar. In accordance with PED directive. Brandoni type. | Wafer butterfly valve with centered disc in AISI 316. Body in ductile iron EN GJS 400-15. Liner in PTFE. Epoxy coating. Aluminium lockable lever suitable for intermediate regulation. Integrated flanges ISO 5211. Alignment holes for mounting between PN 6-10-16 and ANSI150 flanges. EN 558- 1 face to face. Temperature -10°C ÷ 120°C. Pmax 16 bar. In accordance with PED directive. DN 100. Brandoni type.
J9 | J9.123 | DN 125 | Wafer butterfly valve with centered disc in AISI 316. Body in ductile iron EN GJS 400-15. Liner in PTFE. Epoxy coating. Aluminium lockable lever suitable for intermediate regulation. Integrated flanges ISO 5211. Alignment holes for mounting between PN 6-10-16 and ANSI150 flanges. EN 558- 1 face to face. Temperature -10°C ÷ 120°C. Pmax 16 bar. In accordance with PED directive. Brandoni type. | Wafer butterfly valve with centered disc in AISI 316. Body in ductile iron EN GJS 400-15. Liner in PTFE. Epoxy coating. Aluminium lockable lever suitable for intermediate regulation. Integrated flanges ISO 5211. Alignment holes for mounting between PN 6-10-16 and ANSI150 flanges. EN 558- 1 face to face. Temperature -10°C ÷ 120°C. Pmax 16 bar. In accordance with PED directive. DN 125. Brandoni type.
J9 | J9.123 | DN 150 | Wafer butterfly valve with centered disc in AISI 316. Body in ductile iron EN GJS 400-15. Liner in PTFE. Epoxy coating. Aluminium lockable lever suitable for intermediate regulation. Integrated flanges ISO 5211. Alignment holes for mounting between PN 6-10-16 and ANSI150 flanges. EN 558- 1 face to face. Temperature -10°C ÷ 120°C. Pmax 16 bar. In accordance with PED directive. Brandoni type. | Wafer butterfly valve with centered disc in AISI 316. Body in ductile iron EN GJS 400-15. Liner in PTFE. Epoxy coating. Aluminium lockable lever suitable for intermediate regulation. Integrated flanges ISO 5211. Alignment holes for mounting between PN 6-10-16 and ANSI150 flanges. EN 558- 1 face to face. Temperature -10°C ÷ 120°C. Pmax 16 bar. In accordance with PED directive. DN 150. Brandoni type.
J9 | J9.123 | DN 200 | Wafer butterfly valve with centered disc in AISI 316. Body in ductile iron EN GJS 400-15. Liner in PTFE. Epoxy coating. Ductile iron lockable lever suitable for intermediate regulation. Integrated flanges ISO 5211. Alignment holes for mounting between PN 6-10-16 and ANSI150 flanges. EN 558- 1 face to face. Temperature -10°C ÷ 120°C. Pmax 16 bar. In accordance with PED directive. Brandoni type. | Wafer butterfly valve with centered disc in AISI 316. Body in ductile iron EN GJS 400-15. Liner in PTFE. Epoxy coating. Ductile iron lockable lever suitable for intermediate regulation.Integrated flanges ISO 5211. Alignment holes for mounting between PN 6-10-16 and ANSI150 flanges. EN 558- 1 face to face. Temperature -10°C ÷ 120°C. Pmax 16 bar. In accordance with PED directive. DN 200. Brandoni type.
J9 | J9.123 | DN 250 | Wafer butterfly valve with centered disc in AISI 316. Body in ductile iron EN GJS 400-15. Liner in PTFE. Epoxy coating. Ductile iron lockable lever suitable for intermediate regulation.Integrated flanges ISO 5211. Alignment holes for mounting between PN 6-10-16 and ANSI150 flanges. EN 558- 1 face to face. Temperature -10°C ÷ 120°C. Pmax 16 bar. In accordance with PED directive. Brandoni type. | Wafer butterfly valve with centered disc in AISI 316. Body in ductile iron EN GJS 400-15. Liner in PTFE. Epoxy coating. Ductile iron lockable lever suitable for intermediate regulation. Integrated flanges ISO 5211. Alignment holes for mounting between PN 6-10-16 and ANSI150 flanges. EN 558- 1 face to face. Temperature -10°C ÷ 120°C. Pmax 16 bar. In accordance with PED directive. DN 250. Brandoni type.
J9 | J9.123 | DN 300 | Wafer butterfly valve with centred disc in AISI 316. Body in ductile iron EN GJS 400-15. Liner in PTFE. Epoxy coating. Integrated flanges ISO 5211. Alignment holes for mounting between PN 6-10-16 and ANSI150 flanges. EN 558- 1 face to face. Temperature -10°C ÷ 120°C. Pmax 16 bar. In accordance with PED directive. Brandoni type. | Wafer butterfly valve with centered disc in AISI 316. Body in ductile iron EN GJS 400-15. Liner in PTFE. Epoxy coating. Integrated flanges ISO 5211. Alignment holes for mounting between PN 6-10-16 and ANSI150 flanges. EN 558- 1 face to face. Temperature -10°C ÷ 120°C. Pmax 16 bar. In accordance with PED directive. DN 300. Brandoni type.
J9 | J9.123 | DN 350 | Wafer butterfly valve with centered disc in AISI 316. Body in ductile iron EN GJS 400-15. Liner in PTFE. Epoxy coating. Integrated flanges ISO 5211. Alignment holes for mounting between PN 6-10-16 and ANSI150 flanges. EN 558- 1 face to face. Temperature -10°C ÷ 120°C. Pmax 16 bar. In accordance with PED directive. Brandoni type. | Wafer butterfly valve with centered disc in AISI 316. Body in ductile iron EN GJS 400-15. Liner in PTFE. Epoxy coating. Integrated flanges ISO 5211. Alignment holes for mounting between PN 6-10-16 and ANSI150 flanges. EN 558- 1 face to face. Temperature -10°C ÷ 120°C. Pmax 16 bar. In accordance with PED directive. DN 350. Brandoni type.
J9 | J9.123 | DN 400 | Wafer butterfly valve with centered disc in AISI 316. Body in ductile iron EN GJS 400-15. Liner in PTFE. Epoxy coating. Integrated flanges ISO 5211. Alignment holes for mounting between PN 6-10-16 and ANSI150 flanges. EN 558- 1 face to face. Temperature -10°C ÷ 120°C. Pmax 16 bar. In accordance with PED directive. Brandoni type. | Wafer butterfly valve with centered disc in AISI 316. Body in ductile iron EN GJS 400-15. Liner in PTFE. Epoxy coating. Integrated flanges ISO 5211. Alignment holes for mounting between PN 6-10-16 and ANSI150 flanges. EN 558- 1 face to face. Temperature -10°C ÷ 120°C. Pmax 16 bar. In accordance with PED directive. DN 400. Brandoni type.

## J9.170
SHUT OFF
Body: ductile iron liner: EPDM Disc: aluminium-bronze
Products |  |  | Specification text | Specification text with size
SERIE | Code | Dimension
J9 | J9.170 | DN 40 | Wafer butterfly valve with centered disc in aluminium-bronze. Body in ductile iron EN GJS 400-15. Liner in EPDM. Epoxy coating. Aluminium lockable lever suitable for intermediate regulation. Integrated flanges ISO 5211. Alignment holes for mounting between PN 6-10-16 and ANSI150 flanges. EN 558- 1 face to face. Temperature -10°C ÷ 120°C. Pmax 16 bar. In accordance with PED directive. Brandoni type. | Wafer butterfly valve with centered disc in aluminium-bronze. Body in ductile iron EN GJS 400-15. Liner in EPDM. Epoxy coating. Aluminium lockable lever suitable for intermediate regulation. Integrated flanges ISO 5211. Alignment holes for mounting between PN 6-10-16 and ANSI150 flanges. EN 558- 1 face to face. Temperature -10°C ÷ 120°C. Pmax 16 bar. In accordance with PED directive. DN 40. Brandoni type.
J9 | J9.170 | DN 50 | Wafer butterfly valve with centered disc in aluminium-bronze. Body in ductile iron EN GJS 400-15. Liner in EPDM. Epoxy coating. Aluminium lockable lever suitable for intermediate regulation. Integrated flanges ISO 5211. Alignment holes for mounting between PN 6-10-16 and ANSI150 flanges. EN 558- 1 face to face. Temperature -10°C ÷ 120°C. Pmax 16 bar. In accordance with PED directive. Brandoni type. | Wafer butterfly valve with centered disc in aluminium-bronze. Body in ductile iron EN GJS 400-15. Liner in EPDM. Epoxy coating. Aluminium lockable lever suitable for intermediate regulation. Integrated flanges ISO 5211. Alignment holes for mounting between PN 6-10-16 and ANSI150 flanges. EN 558- 1 face to face. Temperature -10°C ÷ 120°C. Pmax 16 bar. In accordance with PED directive. DN 50. Brandoni type.
J9 | J9.170 | DN 65 | Wafer butterfly valve with centered disc in aluminium-bronze. Body in ductile iron EN GJS 400-15. Liner in EPDM. Epoxy coating. Aluminium lockable lever suitable for intermediate regulation. Integrated flanges ISO 5211. Alignment holes for mounting between PN 6-10-16 and ANSI150 flanges. EN 558- 1 face to face. Temperature -10°C ÷ 120°C. Pmax 16 bar. In accordance with PED directive. Brandoni type. | Wafer butterfly valve with centered disc in aluminium-bronze. Body in ductile iron EN GJS 400-15. Liner in EPDM. Epoxy coating. Aluminium lockable lever suitable for intermediate regulation. Integrated flanges ISO 5211. Alignment holes for mounting between PN 6-10-16 and ANSI150 flanges. EN 558- 1 face to face. Temperature -10°C ÷ 120°C. Pmax 16 bar. In accordance with PED directive. DN 65. Brandoni type.
J9 | J9.170 | DN 80 | Wafer butterfly valve with centered disc in aluminium-bronze. Body in ductile iron EN GJS 400-15. Liner in EPDM. Epoxy coating. Aluminium lockable lever suitable for intermediate regulation. Integrated flanges ISO 5211. Alignment holes for mounting between PN 6-10-16 and ANSI150 flanges. EN 558- 1 face to face. Temperature -10°C ÷ 120°C. Pmax 16 bar. In accordance with PED directive. Brandoni type. | Wafer butterfly valve with centered disc in aluminium-bronze. Body in ductile iron EN GJS 400-15. Liner in EPDM. Epoxy coating. Aluminium lockable lever suitable for intermediate regulation. Integrated flanges ISO 5211. Alignment holes for mounting between PN 6-10-16 and ANSI150 flanges. EN 558- 1 face to face. Temperature -10°C ÷ 120°C. Pmax 16 bar. In accordance with PED directive. DN 80. Brandoni type.
J9 | J9.170 | DN 100 | Wafer butterfly valve with centered disc in aluminium-bronze. Body in ductile iron EN GJS 400-15. Liner in EPDM. Epoxy coating. Aluminium lockable lever suitable for intermediate regulation. Integrated flanges ISO 5211. Alignment holes for mounting between PN 6-10-16 and ANSI150 flanges. EN 558- 1 face to face. Temperature -10°C ÷ 120°C. Pmax 16 bar. In accordance with PED directive. Brandoni type. | Wafer butterfly valve with centered disc in aluminium-bronze. Body in ductile iron EN GJS 400-15. Liner in EPDM. Epoxy coating. Aluminium lockable lever suitable for intermediate regulation. Integrated flanges ISO 5211. Alignment holes for mounting between PN 6-10-16 and ANSI150 flanges. EN 558- 1 face to face. Temperature -10°C ÷ 120°C. Pmax 16 bar. In accordance with PED directive. DN 100. Brandoni type.
J9 | J9.170 | DN 125 | Wafer butterfly valve with centered disc in aluminium-bronze. Body in ductile iron EN GJS 400-15. Liner in EPDM. Epoxy coating. Aluminium lockable lever suitable for intermediate regulation. Integrated flanges ISO 5211. Alignment holes for mounting between PN 6-10-16 and ANSI150. EN 558- 1 face to face. Temperature -10°C ÷ 120°C. Pmax 16 bar. In accordance with PED directive. Brandoni type. | Wafer butterfly valve with centered disc in aluminium-bronze. Body in ductile iron EN GJS 400-15. Liner in EPDM. Epoxy coating. Aluminium lockable lever suitable for intermediate regulation. Integrated flanges ISO 5211. Alignment holes for mounting between PN 6-10-16 and ANSI150 flanges. EN 558- 1 face to face. Temperature -10°C ÷ 120°C. Pmax 16 bar. In accordance with PED directive. DN 125. Brandoni type.
J9 | J9.170 | DN 150 | Wafer butterfly valve with centered disc in aluminium-bronze. Body in ductile iron EN GJS 400-15. Liner in EPDM. Epoxy coating. Aluminium lockable lever suitable for intermediate regulation. Integrated flanges ISO 5211. Alignment holes for mounting between PN 6-10-16 and ANSI150 flanges. EN 558- 1 face to face. Temperature -10°C ÷ 120°C. Pmax 16 bar. In accordance with PED directive. Brandoni type. | Wafer butterfly valve with centered disc in aluminium-bronze. Body in ductile iron EN GJS 400-15. Liner in EPDM. Epoxy coating. Aluminium lockable lever suitable for intermediate regulation. Integrated flanges ISO 5211. Alignment holes for mounting between PN 6-10-16 and ANSI150 flanges. EN 558- 1 face to face. Temperature -10°C ÷ 120°C. Pmax 16 bar. In accordance with PED directive. DN 150. Brandoni type.
J9 | J9.170 | DN 200 | Wafer butterfly valve with centered disc in aluminium-bronze. Body in ductile iron EN GJS 400-15. Liner in EPDM. Epoxy coating. Ductile iron lockable lever suitable for intermediate regulation. Integrated flanges ISO 5211. Alignment holes for mounting between PN 6-10-16 and ANSI150 flanges. EN 558- 1 face to face. Temperature -10°C ÷ 120°C. Pmax 16 bar. In accordance with PED directive. Brandoni type. | Wafer butterfly valve with centered disc in aluminium-bronze. Body in ductile iron EN GJS 400-15. Liner in EPDM. Epoxy coating. Ductile iron lockable lever suitable for intermediate regulation. Integrated flanges ISO 5211. Alignment holes for mounting between PN 6-10-16 and ANSI150 flanges. EN 558- 1 face to face. Temperature -10°C ÷ 120°C. Pmax 16 bar. In accordance with PED directive. DN 200. Brandoni type.
J9 | J9.170 | DN 250 | Wafer butterfly valve with centered disc in aluminium-bronze. Body in ductile iron EN GJS 400-15. Liner in EPDM. Epoxy coating. Ductile iron lockable lever suitable for intermediate regulation. Integrated flanges ISO 5211. Alignment holes for mounting between PN 6-10-16 and ANSI150 flanges. EN 558- 1 face to face. Temperature -10°C ÷ 120°C. Pmax 16 bar. In accordance with PED directive. Brandoni type. | Wafer butterfly valve with centered disc in aluminium-bronze. Body in ductile iron EN GJS 400-15. Liner in EPDM. Epoxy coating. Ductile iron lockable lever suitable for intermediate regulation. Integrated flanges ISO 5211. Alignment holes for mounting between PN 6-10-16 and ANSI150 flanges. EN 558- 1 face to face. Temperature -10°C ÷ 120°C. Pmax 16 bar. In accordance with PED directive. DN 250. Brandoni type.
J9 | J9.170 | DN 300 | Wafer butterfly valve with centered disc in aluminium-bronze. Body in ductile iron EN GJS 400-15. Liner in EPDM. Epoxy coating. Integrated flanges ISO 5211. Alignment holes for mounting between PN 6-10-16 and ANSI150 flanges. EN 558- 1 face to face. Temperature -10°C ÷ 120°C. Pmax 16 bar. In accordance with PED directive. Brandoni type. | Wafer butterfly valve with centered disc in aluminium-bronze. Body in ductile iron EN GJS 400-15. Liner in EPDM. Epoxy coating. Integrated flanges ISO 5211. Alignment holes for mounting between PN 6-10-16 and ANSI150 flanges. EN 558- 1 face to face. Temperature -10°C ÷ 120°C. Pmax 16 bar. In accordance with PED directive. DN 300. Brandoni type.
J9 | J9.170 | DN 350 | Wafer butterfly valve with centered disc in aluminium-bronze. Body in ductile iron EN GJS 400-15. Liner in EPDM. Epoxy coating. Integrated flanges ISO 5211. Alignment holes for mounting between PN 6-10-16 and ANSI150 flanges. EN 558- 1 face to face. Temperature -10°C ÷ 120°C. Pmax 16 bar. In accordance with PED directive. Brandoni type. | Wafer butterfly valve with centered disc in aluminium-bronze. Body in ductile iron EN GJS 400-15. Liner in EPDM. Epoxy coating. Integrated flanges ISO 5211. Alignment holes for mounting between PN 6-10-16 and ANSI150 flanges. EN 558- 1 face to face. Temperature -10°C ÷ 120°C. Pmax 16 bar. In accordance with PED directive. DN 350. Brandoni type.
J9 | J9.170 | DN 400 | Wafer butterfly valve with centered disc in aluminium-bronze. Body in ductile iron EN GJS 400-15. Liner in EPDM. Epoxy coating. Integrated flanges ISO 5211. Alignment holes for mounting between PN 6-10-16 and ANSI150 flanges. EN 558- 1 face to face. Temperature -10°C ÷ 120°C. Pmax 16 bar. In accordance with PED directive. Brandoni type. | Wafer butterfly valve with centered disc in aluminium-bronze. Body in ductile iron EN GJS 400-15. Liner in EPDM. Epoxy coating. Integrated flanges ISO 5211. Alignment holes for mounting between PN 6-10-16 and ANSI150 flanges. EN 558- 1 face to face. Temperature -10°C ÷ 120°C. Pmax 16 bar. In accordance with PED directive. DN 400. Brandoni type.

## J9.171
SHUT OFF
Body: ductile iron liner: NBR Disc: aluminium-bronze
Products |  |  | Specification text | Specification text with size
SERIE | Code | Dimension
J9 | J9.171 | DN 40 | Wafer butterfly valve with centered disc in aluminium-bronze. Body in ductile iron EN GJS 400-15. Liner in NBR. Epoxy coating. Aluminium lockable lever suitable for intermediate regulation.Integrated flanges ISO 5211. Alignment holes for mounting between PN 6-10-16 and ANSI150 flanges. EN 558- 1 face to face. Temperature -10°C ÷ 80°C. Pmax 16 bar. In accordance with PED directive. Brandoni type. | Wafer butterfly valve with centered disc in aluminium-bronze. Body in ductile iron EN GJS 400-15. Liner in NBR. Epoxy coating. Aluminium lockable lever suitable for intermediate regulation. Integrated flanges ISO 5211. Alignment holes for mounting between PN 6-10-16 and ANSI150 flanges. EN 558- 1 face to face. Temperature -10°C ÷ 80°C. Pmax 16 bar. In accordance with PED directive. DN 40. Brandoni type.
J9 | J9.171 | DN 50 | Wafer butterfly valve with centered disc in aluminium-bronze. Body in ductile iron EN GJS 400-15. Liner in NBR. Epoxy coating. Aluminium lockable lever suitable for intermediate regulation. Integrated flanges ISO 5211. Alignment holes for mounting between PN 6-10-16 and ANSI150 flanges. EN 558- 1 face to face. Temperature -10°C ÷ 80°C. Pmax 16 bar. In accordance with PED directive. Brandoni type. | Wafer butterfly valve with centered disc in aluminium-bronze. Body in ductile iron EN GJS 400-15. Liner in NBR. Epoxy coating. Aluminium lockable lever suitable for intermediate regulation. Integrated flanges ISO 5211. Alignment holes for mounting between PN 6-10-16 and ANSI150 flanges. EN 558- 1 face to face. Temperature -10°C ÷ 80°C. Pmax 16 bar. In accordance with PED directive. DN 50. Brandoni type.
J9 | J9.171 | DN 65 | Wafer butterfly valve with centered disc in aluminium-bronze. Body in ductile iron EN GJS 400-15. Liner in NBR. Epoxy coating. Aluminium lockable lever suitable for intermediate regulation. Integrated flanges ISO 5211. Alignment holes for mounting between PN 6-10-16 and ANSI150 flanges. EN 558- 1 face to face. Temperature -10°C ÷ 80°C. Pmax 16 bar. In accordance with PED directive. Brandoni type. | Wafer butterfly valve with centered disc in aluminium-bronze. Body in ductile iron EN GJS 400-15. Liner in NBR. Epoxy coating. Aluminium lockable lever suitable for intermediate regulation. Integrated flanges ISO 5211. Alignment holes for mounting between PN 6-10-16 and ANSI150 flanges. EN 558- 1 face to face. Temperature -10°C ÷ 80°C. Pmax 16 bar. In accordance with PED directive. DN 65. Brandoni type.
J9 | J9.171 | DN 80 | Wafer butterfly valve with centered disc in aluminium-bronze. Body in ductile iron EN GJS 400-15. Liner in NBR. Epoxy coating. Aluminium lockable lever suitable for intermediate regulation. Integrated flanges ISO 5211. Alignment holes for mounting between PN 6-10-16 and ANSI150 flanges. EN 558- 1 face to face. Temperature -10°C ÷ 80°C. Pmax 16 bar. In accordance with PED directive. Brandoni type. | Wafer butterfly valve with centered disc in aluminium-bronze. Body in ductile iron EN GJS 400-15. Liner in NBR. Epoxy coating. Aluminium lockable lever suitable for intermediate regulation. Integrated flanges ISO 5211. Alignment holes for mounting between PN 6-10-16 and ANSI150 flanges. EN 558- 1 face to face. Temperature -10°C ÷ 80°C. Pmax 16 bar. In accordance with PED directive. DN 80. Brandoni type.
J9 | J9.171 | DN 100 | Wafer butterfly valve with centered disc in aluminium-bronze. Body in ductile iron EN GJS 400-15. Liner in NBR. Epoxy coating. Aluminium lockable lever suitable for intermediate regulation.. Integrated flanges ISO 5211. Alignment holes for mounting between PN 6-10-16 and ANSI150 flanges. EN 558- 1 face to face. Temperature -10°C ÷ 80°C. Pmax 16 bar. In accordance with PED directive. Brandoni type. | Wafer butterfly valve with centered disc in aluminium-bronze. Body in ductile iron EN GJS 400-15. Liner in NBR. Epoxy coating. Aluminium lockable lever suitable for intermediate regulation. Integrated flanges ISO 5211. Alignment holes for mounting between PN 6-10-16 and ANSI150 flanges. EN 558- 1 face to face. Temperature -10°C ÷ 80°C. Pmax 16 bar. In accordance with PED directive. DN 100. Brandoni type.
J9 | J9.171 | DN 125 | Wafer butterfly valve with centered disc in aluminium-bronze. Body in ductile iron EN GJS 400-15. Liner in NBR. Epoxy coating. Aluminium lockable lever suitable for intermediate regulation. Integrated flanges ISO 5211. Alignment holes for mounting between PN 6-10-16 and ANSI150 flanges. EN 558- 1 face to face. Temperature -10°C ÷ 80°C. Pmax 16 bar. In accordance with PED directive. Brandoni type. | Wafer butterfly valve with centered disc in aluminium-bronze. Body in ductile iron EN GJS 400-15. Liner in NBR.Epoxy coating. Aluminium lockable lever suitable for intermediate regulation. Integrated flanges ISO 5211. Alignment holes for mounting between PN 6-10-16 and ANSI150 flanges. EN 558- 1 face to face. Temperature -10°C ÷ 80°C. Pmax 16 bar. In accordance with PED directive. DN 125. Brandoni type.
J9 | J9.171 | DN 150 | Wafer butterfly valve with centered disc in aluminium-bronze. Body in ductile iron EN GJS 400-15. Liner in NBR. Epoxy coating. Aluminium lockable lever suitable for intermediate regulation. Integrated flanges ISO 5211. Alignment holes for mounting between PN 6-10-16 and ANSI150 flanges. EN 558- 1 face to face. Temperature -10°C ÷ 80°C. Pmax 16 bar. In accordance with PED directive. Brandoni type. | Wafer butterfly valve with centered disc in aluminium-bronze. Body in ductile iron EN GJS 400-15. Liner in NBR. Epoxy coating. Aluminium lockable lever suitable for intermediate regulation. Integrated flanges ISO 5211. Alignment holes for mounting between PN 6-10-16 and ANSI150 flanges. EN 558- 1 face to face. Temperature -10°C ÷ 80°C. Pmax 16 bar. In accordance with PED directive. SN 150. Brandoni type.
J9 | J9.171 | DN 200 | Wafer butterfly valve with centered disc in aluminium-bronze. Body in ductile iron EN GJS 400-15. Liner in NBR. Epoxy coating. Ductile iron lockable lever suitable for intermediate regulation. Integrated flanges ISO 5211. Alignment holes for mounting between PN 6-10-16 and ANSI150 flanges. EN 558- 1 face to face. Temperature -10°C ÷ 80°C. Pmax 16 bar. In accordance with PED directive. Brandoni type. | Wafer butterfly valve with centered disc in aluminium-bronze. Body in ductile iron EN GJS 400-15. Liner in NBR. Epoxy coating. Ductile iron lockable lever suitable for intermediate regulation. Integrated flanges ISO 5211. Alignment holes for mounting between PN 6-10-16 and ANSI150 flanges. EN 558- 1 face to face. Temperature -10°C ÷ 80°C. Pmax 16 bar. In accordance with PED directive. DN 200. Brandoni type.
J9 | J9.171 | DN 250 | Wafer butterfly valve with centered disc in aluminium-bronze. Body in ductile iron EN GJS 400-15. Liner in NBR. Epoxy coating. Ductile iron lockable lever suitable for intermediate regulation. Integrated flanges ISO 5211. Alignment holes for mounting between PN 6-10-16 and ANSI150 flanges. EN 558- 1 face to face. Temperature -10°C ÷ 80°C. Pmax 16 bar. In accordance with PED directive. Brandoni type. | Wafer butterfly valve with centered disc in aluminium-bronze. Body in ductile iron EN GJS 400-15. Liner in NBR. Epoxy coating. Ductile iron lockable lever suitable for intermediate regulation.Integrated flanges ISO 5211. Alignment holes for mounting between PN 6-10-16 and ANSI150 flanges. EN 558- 1 face to face. Temperature -10°C ÷ 80°C. Pmax 16 bar. In accordance with PED directive. DN 250. Brandoni type.
J9 | J9.171 | DN 300 | Wafer butterfly valve with centered disc in aluminium-bronze. Body in ductile iron EN GJS 400-15. Liner in NBR. Epoxy coating. Integrated flanges ISO 5211. Alignment holes for mounting between PN 6-10-16 and ANSI150 flanges. EN 558- 1 face to face. Temperature -10°C ÷ 80°C. Pmax 16 bar. In accordance with PED directive. Brandoni type. | Wafer butterfly valve with centered disc in aluminium-bronze. Body in ductile iron EN GJS 400-15. Liner in NBR. Epoxy coating. Integrated flanges ISO 5211. Alignment holes for mounting between PN 6-10-16 and ANSI150 flanges. EN 558- 1 face to face. Temperature -10°C ÷ 80°C. Pmax 16 bar. In accordance with PED directive. DN 300. Brandoni type.
J9 | J9.171 | DN 350 | Wafer butterfly valve with centered disc in aluminium-bronze. Body in ductile iron EN GJS 400-15. Liner in NBR. Epoxy coating. Integrated flanges ISO 5211. Alignment holes for mounting between PN 6-10-16 and ANSI150 flanges. EN 558- 1 face to face. Temperature -10°C ÷ 80°C. Pmax 16 bar. In accordance with PED directive. Brandoni type.D15:D16 | Wafer butterfly valve with centered disc in aluminium-bronze. Body in ductile iron EN GJS 400-15. Liner in NBR. Epoxy coating. Integrated flanges ISO 5211. Alignment holes for mounting between PN 6-10-16 and ANSI150 flanges. EN 558- 1 face to face. Temperature -10°C ÷ 80°C. Pmax 16 bar. In accordance with PED directive. DN 350. Brandoni type.
J9 | J9.171 | DN 400 | Wafer butterfly valve with centered disc in aluminium-bronze. Body in ductile iron EN GJS 400-15. Liner in NBR. Epoxy coating. Integrated flanges ISO 5211. Alignment holes for mounting between PN 6-10-16 and ANSI150 flanges. EN 558- 1 face to face. Temperature -10°C ÷ 80°C. Pmax 16 bar. In accordance with PED directive. Brandoni type. | Wafer butterfly valve with centered disc in aluminium-bronze. Body in ductile iron EN GJS 400-15. Liner in NBR. Epoxy coating. Integrated flanges ISO 5211. Alignment holes for mounting between PN 6-10-16 and ANSI150 flanges. EN 558- 1 face to face. Temperature -10°C ÷ 80°C. Pmax 16 bar. In accordance with PED directive. DN 400. Brandoni type.

## J9.172
SHUT OFF
Body: ductile iron liner: FKM Disc: aluminium-bronze
Products |  |  | Specification text | Specification text with size
SERIE | Code | Dimension
J9 | J9.172 | DN 40 | Wafer butterfly valve with centered disc in aluminium-bronze. Body in ductile iron EN GJS 400-15. Liner in FKM. Epoxy coating. Aluminium lockable lever suitable for intermediate regulation. Integrated flanges ISO 5211. Alignment holes for mounting between PN 6-10-16 and ANSI150 flanges. EN 558- 1 face to face. Temperature -10°C ÷ 150°C. Pmax 16 bar. In accordance with PED directive. Brandoni type. | Wafer butterfly valve with centered disc in aluminium-bronze. Body in ductile iron EN GJS 400-15. Liner in FKM. Epoxy coating. Aluminium lockable lever suitable for intermediate regulation. Integrated flanges ISO 5211. Alignment holes for mounting between PN 6-10-16 and ANSI150 flanges. EN 558- 1 face to face. Temperature -10°C ÷ 150°C. Pmax 16 bar. In accordance with PED directive. DN 40. Brandoni type.
J9 | J9.172 | DN 50 | Wafer butterfly valve with centered disc in aluminium-bronze. Body in ductile iron EN GJS 400-15. Liner in FKM. Epoxy coating. Aluminium lockable lever suitable for intermediate regulation. Integrated flanges ISO 5211. Alignment holes for mounting between PN 6-10-16 and ANSI150 flanges. EN 558- 1 face to face. Temperature -10°C ÷ 150°C. Pmax 16 bar. In accordance with PED directive. Brandoni type. | Wafer butterfly valve with centered disc in aluminium-bronze. Body in ductile iron EN GJS 400-15. Liner in FKM. Epoxy coating. Aluminium lockable lever suitable for intermediate regulation.Integrated flanges ISO 5211. Alignment holes for mounting between PN 6-10-16 and ANSI150 flanges. EN 558- 1 face to face. Temperature -10°C ÷ 150°C. Pmax 16 bar. In accordance with PED directive. DN 50. Brandoni type.
J9 | J9.172 | DN 65 | Wafer butterfly valve with centered disc in aluminium-bronze. Body in ductile iron EN GJS 400-15. Liner in FKM. Epoxy coating. Aluminium lockable lever suitable for intermediate regulation. Integrated flanges ISO 5211. Alignment holes for mounting between PN 6-10-16 and ANSI150 flanges. EN 558- 1 face to face. Temperature -10°C ÷ 150°C. Pmax 16 bar. In accordance with PED directive. Brandoni type. | Wafer butterfly valve with centered disc in aluminium-bronze. Body in ductile iron EN GJS 400-15. Liner in FKM. Epoxy coating. Aluminium lockable lever suitable for intermediate regulation. Integrated flanges ISO 5211. Alignment holes for mounting between PN 6-10-16 and ANSI150 flanges. EN 558- 1 face to face. Temperature -10°C ÷ 150°C. Pmax 16 bar. In accordance with PED directive. DN 65. Brandoni type.
J9 | J9.172 | DN 80 | Wafer butterfly valve with centered disc in aluminium-bronze. Body in ductile iron EN GJS 400-15. Liner in FKM. Epoxy coating. Aluminium lockable lever suitable for intermediate regulation. Integrated flanges ISO 5211. Alignment holes for mounting between PN 6-10-16 and ANSI150 flanges. EN 558- 1 face to face. Temperature -10°C ÷ 150°C. Pmax 16 bar. In accordance with PED directive. Brandoni type. | Wafer butterfly valve with centered disc in aluminium-bronze. Body in ductile iron EN GJS 400-15. Liner in FKM. Epoxy coating. Aluminium lockable lever suitable for intermediate regulation. Integrated flanges ISO 5211. Alignment holes for mounting between PN 6-10-16 and ANSI150 flanges. EN 558- 1 face to face. Temperature -10°C ÷ 150°C. Pmax 16 bar. In accordance with PED directive. DN 80. Brandoni type.
J9 | J9.172 | DN 100 | Wafer butterfly valve with centered disc in aluminium-bronze. Body in ductile iron EN GJS 400-15. Liner in FKM. Epoxy coating. Aluminium lockable lever suitable for intermediate regulation. Integrated flanges ISO 5211. Alignment holes for mounting between PN 6-10-16 and ANSI150 flanges. EN 558- 1 face to face. Temperature -10°C ÷ 150°C. Pmax 16 bar. In accordance with PED directive. Brandoni type. | Wafer butterfly valve with centered disc in aluminium-bronze. Body in ductile iron EN GJS 400-15. Liner in FKM. Epoxy coating. Aluminium lockable lever suitable for intermediate regulation. Integrated flanges ISO 5211. Alignment holes for mounting between PN 6-10-16 and ANSI150 flanges. EN 558- 1 face to face. Temperature -10°C ÷ 150°C. Pmax 16 bar. In accordance with PED directive. DN 100. Brandoni type.
J9 | J9.172 | DN 125 | Wafer butterfly valve with centered disc in aluminium-bronze. Body in ductile iron EN GJS 400-15. Liner in FKM. Epoxy coating. Aluminium lockable lever suitable for intermediate regulation. Integrated flanges ISO 5211. Alignment holes for mounting between PN 6-10-16 and ANSI150 flanges. EN 558- 1 face to face. Temperature -10°C ÷ 150°C. Pmax 16 bar. In accordance with PED directive. Brandoni type. | Wafer butterfly valve with centered disc in aluminium-bronze. Body in ductile iron EN GJS 400-15. Liner in FKM. Epoxy coating. Aluminium lockable lever suitable for intermediate regulation. Integrated flanges ISO 5211. Alignment holes for mounting between PN 6-10-16 and ANSI150 flanges. EN 558- 1 face to face. Temperature -10°C ÷ 150°C. Pmax 16 bar. In accordance with PED directive. DN 125. Brandoni type.
J9 | J9.172 | DN 150 | Wafer butterfly valve with centered disc in aluminium-bronze. Body in ductile iron EN GJS 400-15. Liner in FKM. Epoxy coating. Aluminium lockable lever suitable for intermediate regulation. Integrated flanges ISO 5211. Alignment holes for mounting between PN 6-10-16 and ANSI150 flanges. EN 558- 1 face to face. Temperature -10°C ÷ 150°C. Pmax 16 bar. In accordance with PED directive. Brandoni type. | Wafer butterfly valve with centered disc in aluminium-bronze. Body in ductile iron EN GJS 400-15. Liner in FKM. Epoxy coating. Aluminium lockable lever suitable for intermediate regulation. Integrated flanges ISO 5211. Alignment holes for mounting between PN 6-10-16 and ANSI150 flanges. EN 558- 1 face to face. Temperature -10°C ÷ 150°C. Pmax 16 bar. In accordance with PED directive. DN 150. Brandoni type.
J9 | J9.172 | DN 200 | Wafer butterfly valve with centered disc in aluminium-bronze. Body in ductile iron EN GJS 400-15. Liner in FKM. Epoxy coating. Ductile iron lockable lever suitable for intermediate regulation. Integrated flanges ISO 5211. Alignment holes for mounting between PN 6-10-16 and ANSI150 flanges. EN 558- 1 face to face. Temperature -10°C ÷ 150°C. Pmax 16 bar. In accordance with PED directive. Brandoni type. | Wafer butterfly valve with centered disc in aluminium-bronze. Body in ductile iron EN GJS 400-15. Liner in FKM. Epoxy coating. Ductile iron lockable lever suitable for intermediate regulation. Integrated flanges ISO 5211. Alignment holes for mounting between PN 6-10-16 and ANSI150 flanges. EN 558- 1 face to face. Temperature -10°C ÷ 150°C. Pmax 16 bar. In accordance with PED directive. SN 200. Brandoni type.
J9 | J9.172 | DN 250 | Wafer butterfly valve with centered disc in aluminium-bronze. Body in ductile iron EN GJS 400-15. Liner in FKM. Epoxy coating. Ductile iron lockable lever suitable for intermediate regulation. Integrated flanges ISO 5211. Alignment holes for mounting between PN 6-10-16 and ANSI150 flanges. EN 558- 1 face to face. Temperature -10°C ÷ 150°C. Pmax 16 bar. In accordance with PED directive. Brandoni type. | Wafer butterfly valve with centered disc in aluminium-bronze. Body in ductile iron EN GJS 400-15. Liner in FKM. Epoxy coating. Ductile iron lockable lever suitable for intermediate regulation. Integrated flanges ISO 5211. Alignment holes for mounting between PN 6-10-16 and ANSI150 flanges. EN 558- 1 face to face. Temperature -10°C ÷ 150°C. Pmax 16 bar. In accordance with PED directive. DN 250. Brandoni type.
J9 | J9.172 | DN 300 | Wafer butterfly valve with centered disc in aluminium-bronze. Body in ductile iron EN GJS 400-15. Liner in FKM. Epoxy coating. Integrated flanges ISO 5211. Alignment holes for mounting between PN 6-10-16 and ANSI150 flanges. EN 558- 1 face to face. Temperature -10°C ÷ 150°C. Pmax 16 bar. In accordance with PED directive. Brandoni type. | Wafer butterfly valve with centered disc in aluminium-bronze. Body in ductile iron EN GJS 400-15. Liner in FKM. Epoxy coating. Integrated flanges ISO 5211. Alignment holes for mounting between PN 6-10-16 and ANSI150 flanges. EN 558- 1 face to face. Temperature -10°C ÷ 150°C. Pmax 16 bar. In accordance with PED directive. DN 300. Brandoni type.
J9 | J9.172 | DN 350 | Wafer butterfly valve with centered disc in aluminium-bronze. Body in ductile iron EN GJS 400-15. Liner in FKM. Epoxy coating. Integrated flanges ISO 5211. Alignment holes for mounting between PN 6-10-16 and ANSI150 flanges. EN 558- 1 face to face. Temperature -10°C ÷ 150°C. Pmax 16 bar. In accordance with PED directive. Brandoni type. | Wafer butterfly valve with centered disc in aluminium-bronze. Body in ductile iron EN GJS 400-15. Liner in FKM. Epoxy coating. Integrated flanges ISO 5211. Alignment holes for mounting between PN 6-10-16 and ANSI150 flanges. EN 558- 1 face to face. Temperature -10°C ÷ 150°C. Pmax 16 bar. In accordance with PED directive. DN 350. Brandoni type.
J9 | J9.172 | DN 400 | Wafer butterfly valve with centered disc in aluminium-bronze. Body in ductile iron EN GJS 400-15. Liner in FKM. Epoxy coating. Integrated flanges ISO 5211. Alignment holes for mounting between PN 6-10-16 and ANSI150 flanges. EN 558- 1 face to face. Temperature -10°C ÷ 150°C. Pmax 16 bar. In accordance with PED directive. Brandoni type. | Wafer butterfly valve with centered disc in aluminium-bronze. Body in ductile iron EN GJS 400-15. Liner in FKM. Epoxy coating. Integrated flanges ISO 5211. Alignment holes for mounting between PN 6-10-16 and ANSI150 flanges. EN 558- 1 face to face. Temperature -10°C ÷ 150°C. Pmax 16 bar. In accordance with PED directive. DN 400. Brandoni type.

## J9.173
SHUT OFF
Body: ductile iron liner: PTFE Disc: aluminium-bronze
Products |  |  | Specification text | Specification text with size
SERIE | Code | Dimension
J9 | J9.173 | DN 40 | Wafer butterfly valve with centered disc in aluminium-bronze. Body in ductile iron EN GJS 400-15. Liner in PTFE. Epoxy coating. Aluminium lockable lever suitable for intermediate regulation. Integrated flanges ISO 5211. Alignment holes for mounting between PN 6-10-16 and ANSI150 flanges. EN 558- 1 face to face. Temperature -10°C ÷ 120°C. Pmax 16 bar. In accordance with PED directive. Brandoni type. | Wafer butterfly valve with centered disc in aluminium-bronze. Body in ductile iron EN GJS 400-15. Liner in PTFE. Epoxy coating. Aluminium lockable lever suitable for intermediate regulation. Integrated flanges ISO 5211. Alignment holes for mounting between PN 6-10-16 and ANSI150 flanges. EN 558- 1 face to face. Temperature -10°C ÷ 120°C. Pmax 16 bar. In accordance with PED directive. DN 40. Brandoni type.
J9 | J9.173 | DN 50 | Wafer butterfly valve with centered disc in aluminium-bronze. Body in ductile iron EN GJS 400-15. Liner in PTFE. Epoxy coating. Aluminium lockable lever suitable for intermediate regulation.Integrated flanges ISO 5211. Alignment holes for mounting between PN 6-10-16 and ANSI150 flanges. EN 558- 1 face to face. Temperature -10°C ÷ 120°C. Pmax 16 bar. In accordance with PED directive. Brandoni type. | Wafer butterfly valve with centered disc in aluminium-bronze. Body in ductile iron EN GJS 400-15. Liner in PTFE. Epoxy coating. Aluminium lockable lever suitable for intermediate regulation. Integrated flanges ISO 5211. Alignment holes for mounting between PN 6-10-16 and ANSI150 flanges. EN 558- 1 face to face. Temperature -10°C ÷ 120°C. Pmax 16 bar. In accordance with PED directive. DN 50. Brandoni type.
J9 | J9.173 | DN 65 | Wafer butterfly valve with centered disc in aluminium-bronze. Body in ductile iron EN GJS 400-15. Liner in PTFE. Epoxy coating. Aluminium lockable lever suitable for intermediate regulation.Integrated flanges ISO 5211. Alignment holes for mounting between PN 6-10-16 and ANSI150 flanges. EN 558- 1 face to face. Temperature -10°C ÷ 120°C. Pmax 16 bar. In accordance with PED directive. Brandoni type. | Wafer butterfly valve with centered disc in aluminium-bronze. Body in ductile iron EN GJS 400-15. Liner in PTFE. Epoxy coating. Aluminium lockable lever suitable for intermediate regulation. Integrated flanges ISO 5211. Alignment holes for mounting between PN 6-10-16 and ANSI150 flanges. EN 558- 1 face to face. Temperature -10°C ÷ 120°C. Pmax 16 bar. In accordance with PED directive. DN 65. Brandoni type.
J9 | J9.173 | DN 80 | Wafer butterfly valve with centered disc in aluminium-bronze. Body in ductile iron EN GJS 400-15. Liner in PTFE. Epoxy coating. Aluminium lockable lever suitable for intermediate regulation. Integrated flanges ISO 5211. Alignment holes for mounting between PN 6-10-16 and ANSI150 flanges. EN 558- 1 face to face. Temperature -10°C ÷ 120°C. Pmax 16 bar. In accordance with PED directive. Brandoni type. | Wafer butterfly valve with centered disc in aluminium-bronze. Body in ductile iron EN GJS 400-15. Liner in PTFE. Epoxy coating. Aluminium lockable lever suitable for intermediate regulation. Integrated flanges ISO 5211. Alignment holes for mounting between PN 6-10-16 and ANSI150 flanges. EN 558- 1 face to face. Temperature -10°C ÷ 120°C. Pmax 16 bar. In accordance with PED directive. DN 80. Brandoni type.
J9 | J9.173 | DN 100 | Wafer butterfly valve with centered disc in aluminium-bronze. Body in ductile iron EN GJS 400-15. Liner in PTFE. Epoxy coating. Aluminium lockable lever suitable for intermediate regulation. Integrated flanges ISO 5211. Alignment holes for mounting between PN 6-10-16 and ANSI150 flanges. EN 558- 1 face to face. Temperature -10°C ÷ 120°C. Pmax 16 bar. In accordance with PED directive. Brandoni type. | Wafer butterfly valve with centered disc in aluminium-bronze. Body in ductile iron EN GJS 400-15. Liner in PTFE. Epoxy coating. Aluminium lockable lever suitable for intermediate regulation. Integrated flanges ISO 5211. Alignment holes for mounting between PN 6-10-16 and ANSI150 flanges. EN 558- 1 face to face. Temperature -10°C ÷ 120°C. Pmax 16 bar. In accordance with PED directive. DN 100. Brandoni type.
J9 | J9.173 | DN 125 | Wafer butterfly valve with centered disc in aluminium-bronze. Body in ductile iron EN GJS 400-15. Liner in PTFE. Epoxy coating. Aluminium lockable lever suitable for intermediate regulation. Integrated flanges ISO 5211. Alignment holes for mounting between PN 6-10-16 and ANSI150 flanges. EN 558- 1 face to face. Temperature -10°C ÷ 120°C. Pmax 16 bar. In accordance with PED directive. Brandoni type. | Wafer butterfly valve with centered disc in aluminium-bronze. Body in ductile iron EN GJS 400-15. Liner in PTFE. Epoxy coating. Aluminium lockable lever suitable for intermediate regulation. Integrated flanges ISO 5211. Alignment holes for mounting between PN 6-10-16 and ANSI150 flanges. EN 558- 1 face to face. Temperature -10°C ÷ 120°C. Pmax 16 bar. In accordance with PED directive. DN 125. Brandoni type.
J9 | J9.173 | DN 150 | Wafer butterfly valve with centered disc in aluminium-bronze. Body in ductile iron EN GJS 400-15. Liner in PTFE. Epoxy coating. Aluminium lockable lever suitable for intermediate regulation. Integrated flanges ISO 5211. Alignment holes for mounting between PN 6-10-16 and ANSI150 flanges. EN 558- 1 face to face. Temperature -10°C ÷ 120°C. Pmax 16 bar. In accordance with PED directive. Brandoni type. | Wafer butterfly valve with centered disc in aluminium-bronze. Body in ductile iron EN GJS 400-15. Liner in PTFE. Epoxy coating. Aluminium lockable lever suitable for intermediate regulation. Integrated flanges ISO 5211. Alignment holes for mounting between PN 6-10-16 and ANSI150 flanges. EN 558- 1 face to face. Temperature -10°C ÷ 120°C. Pmax 16 bar. In accordance with PED directive. DN 150. Brandoni type.
J9 | J9.173 | DN 200 | Wafer butterfly valve with centered disc in aluminium-bronze. Body in ductile iron EN GJS 400-15. Liner in PTFE. Epoxy coating. Ductile iron lockable lever suitable for intermediate regulation. Integrated flanges ISO 5211. Alignment holes for mounting between PN 6-10-16 and ANSI150 flanges. EN 558- 1 face to face. Temperature -10°C ÷ 120°C. Pmax 16 bar. In accordance with PED directive. Brandoni type. | Wafer butterfly valve with centered disc in aluminium-bronze. Body in ductile iron EN GJS 400-15. Liner in PTFE. Epoxy coating. Ductile iron lockable lever suitable for intermediate regulation.Integrated flanges ISO 5211. Alignment holes for mounting between PN 6-10-16 and ANSI150 flanges. EN 558- 1 face to face. Temperature -10°C ÷ 120°C. Pmax 16 bar. In accordance with PED directive. DN 200. Brandoni type.
J9 | J9.173 | DN 250 | Wafer butterfly valve with centered disc in aluminium-bronze. Body in ductile iron EN GJS 400-15. Liner in PTFE. Epoxy coating. Ductile iron lockable lever suitable for intermediate regulation. Integrated flanges ISO 5211. Alignment holes for mounting between PN 6-10-16 and ANSI150 flanges. EN 558- 1 face to face. Temperature -10°C ÷ 120°C. Pmax 16 bar. In accordance with PED directive. Brandoni type. | Wafer butterfly valve with centered disc in aluminium-bronze. Body in ductile iron EN GJS 400-15. Liner in PTFE. Epoxy coating. Ductile iron lockable lever suitable for intermediate regulation. Integrated flanges ISO 5211. Alignment holes for mounting between PN 6-10-16 and ANSI150 flanges. EN 558- 1 face to face. Temperature -10°C ÷ 120°C. Pmax 16 bar. In accordance with PED directive. DN 250. Brandoni type.
J9 | J9.173 | DN 300 | Wafer butterfly valve with centered disc in aluminium-bronze. Body in ductile iron EN GJS 400-15. Liner in PTFE. Epoxy coating. Integrated flanges ISO 5211. Alignment holes for mounting between PN 6-10-16 and ANSI150 flanges. EN 558- 1 face to face. Temperature -10°C ÷ 120°C. Pmax 16 bar. In accordance with PED directive. Brandoni type. | Wafer butterfly valve with centered disc in aluminium-bronze. Body in ductile iron EN GJS 400-15. Liner in PTFE. Epoxy coating. Integrated flanges ISO 5211. Alignment holes for mounting between PN 6-10-16 and ANSI150 flanges. EN 558- 1 face to face. Temperature -10°C ÷ 120°C. Pmax 16 bar. In accordance with PED directive. DN 300. Brandoni type.
J9 | J9.173 | DN 350 | Wafer butterfly valve with centered disc in aluminium-bronze. Body in ductile iron EN GJS 400-15. Liner in PTFE. Epoxy coating. Integrated flanges ISO 5211. Alignment holes for mounting between PN 6-10-16 and ANSI150 flanges. EN 558- 1 face to face. Temperature -10°C ÷ 120°C. Pmax 16 bar. In accordance with PED directive. Brandoni type. | Wafer butterfly valve with centered disc in aluminium-bronze. Body in ductile iron EN GJS 400-15. Liner in PTFE. Epoxy coating. Integrated flanges ISO 5211. Alignment holes for mounting between PN 6-10-16 and ANSI150 flanges. EN 558- 1 face to face. Temperature -10°C ÷ 120°C. Pmax 16 bar. In accordance with PED directive. DN 350. Brandoni type.
J9 | J9.173 | DN 400 | Wafer butterfly valve with centered disc in aluminium-bronze. Body in ductile iron EN GJS 400-15. Liner in PTFE. Epoxy coating. Integrated flanges ISO 5211. Alignment holes for mounting between PN 6-10-16 and ANSI150 flanges. EN 558- 1 face to face. Temperature -10°C ÷ 120°C. Pmax 16 bar. In accordance with PED directive. Brandoni type. | Wafer butterfly valve with centered disc in aluminium-bronze. Body in ductile iron EN GJS 400-15. Liner in PTFE. Epoxy coating. Integrated flanges ISO 5211. Alignment holes for mounting between PN 6-10-16 and ANSI150 flanges. EN 558- 1 face to face. Temperature -10°C ÷ 120°C. Pmax 16 bar. In accordance with PED directive. DN 400. Brandoni type.

## J9.101 GAS
SHUT OFF
Body: ductile iron liner: NBR -GAS- Disc: nichel plated ductile iron
Products |  |  | Specification text | Specification text with size
SERIE | Code | Dimension
J9 | J9.101 GAS | DN 25 | Wafer butterfly valve with centered disc in nickel plated ductile iron. Body in ductile iron EN GJS 400-15. Liner in NBR. Epoxy coating. Aluminium lockable lever suitable for intermediate regulation. Integrated flanges ISO 5211. Alignment holes for mounting between PN 6-10-16 and ANSI150 flanges. EN 558- 1 face to face. Temperature -10°C ÷ 80°C. Pmax 16 bar. In accordance with PED directive. Suitable for gas. Brandoni type. | Wafer butterfly valve with centered disc in nickel plated ductile iron. Body in ductile iron EN GJS 400-15. Liner in NBR. Epoxy coating. Aluminium lockable lever suitable for intermediate regulation. Integrated flanges ISO 5211. Alignment holes for mounting between PN 6-10-16 and ANSI150 flanges. EN 558- 1 face to face. Temperature -10°C ÷ 80°C. Pmax 16 bar. In accordance with PED directive. Suitable for gas. DN 25. Brandoni type.
J9 | J9.101 GAS | DN 32 | Wafer butterfly valve with centered disc in nickel plated ductile iron. Body in ductile iron EN GJS 400-15. Liner in NBR. Epoxy coating. Aluminium lockable lever suitable for intermediate regulation. Integrated flanges ISO 5211. Alignment holes for mounting between PN 6-10-16 and ANSI150 flanges. EN 558- 1 face to face. Temperature -10°C ÷ 80°C. Pmax 16 bar. In accordance with PED directive. Suitable for gas. Brandoni type. | Wafer butterfly valve with centered disc in nickel plated ductile iron. Body in ductile iron EN GJS 400-15. Liner in NBR. Epoxy coating. Aluminium lockable lever suitable for intermediate regulation. Integrated flanges ISO 5211. Alignment holes for mounting between PN 6-10-16 and ANSI150 flanges. EN 558- 1 face to face. Temperature -10°C ÷ 80°C. Pmax 16 bar. In accordance with PED directive. Suitable for gas. DN 32. Brandoni type.
J9 | J9.101 GAS | DN 40 | Wafer butterfly valve with centered disc in nickel plated ductile iron. Body in ductile iron EN GJS 400-15. Liner in NBR. Epoxy coating. Aluminium lockable lever suitable for intermediate regulation. Integrated flanges ISO 5211. Alignment holes for mounting between PN 6-10-16 and ANSI150 flanges. EN 558- 1 face to face. Temperature -10°C ÷ 80°C. Pmax 16 bar. In accordance with PED directive. Suitable for gas Brandoni type. | Wafer butterfly valve with centered disc in nickel plated ductile iron. Body in ductile iron EN GJS 400-15. Liner in NBR. Epoxy coating. Aluminium lockable lever suitable for intermediate regulation. Integrated flanges ISO 5211. Alignment holes for mounting between PN 6-10-16 and ANSI150 flanges. EN 558- 1 face to face. Temperature -10°C ÷ 80°C. Pmax 16 bar. In accordance with PED directive. Suitable for gas. DN 40. Brandoni type.
J9 | J9.101 GAS | DN 50 | Wafer butterfly valve with centered disc in nickel plated ductile iron. Body in ductile iron EN GJS 400-15. Liner in NBR. Epoxy coating. Aluminium lockable lever suitable for intermediate regulation. Integrated flanges ISO 5211. Alignment holes for mounting between PN 6-10-16 and ANSI150 flanges. EN 558- 1 face to face. Temperature -10°C ÷ 80°C. Pmax 16 bar. In accordance with PED directive. Suitable for gas. Brandoni type. | Wafer butterfly valve with centered disc in nickel plated ductile iron. Body in ductile iron EN GJS 400-15. Liner in NBR. Epoxy coating. Aluminium lockable lever suitable for intermediate regulation. Integrated flanges ISO 5211. Alignment holes for mounting between PN 6-10-16 and ANSI150 flanges. EN 558- 1 face to face. Temperature -10°C ÷ 80°C. Pmax 16 bar. In accordance with PED directive. Suitable for gas. DN 50. Brandoni type.
J9 | J9.101 GAS | DN 65 | Wafer butterfly valve with centered disc in nickel plated ductile iron. Body in ductile iron EN GJS 400-15. Liner in NBR. Epoxy coating. Aluminium lockable lever suitable for intermediate regulation. Integrated flanges ISO 5211. Alignment holes for mounting between PN 6-10-16 and ANSI150 flanges. EN 558- 1 face to face. Temperature -10°C ÷ 80°C. Pmax 16 bar. In accordance with PED directive. Suitable for gas. Brandoni type. | Wafer butterfly valve with centered disc in nickel plated ductile iron. Body in ductile iron EN GJS 400-15. Liner in NBR. Epoxy coating. Aluminium lockable lever suitable for intermediate regulation. Integrated flanges ISO 5211. Alignment holes for mounting between PN 6-10-16 and ANSI150 flanges. EN 558- 1 face to face. Temperature -10°C ÷ 80°C. Pmax 16 bar. In accordance with PED directive. Suitable for gas. DN 65. Brandoni type.
J9 | J9.101 GAS | DN 80 | Wafer butterfly valve with centered disc in nickel plated ductile iron. Body in ductile iron EN GJS 400-15. Liner in NBR. Epoxy coating. Aluminium lockable lever suitable for intermediate regulation. Integrated flanges ISO 5211. Alignment holes for mounting between PN 6-10-16 and ANSI150 flanges. EN 558- 1 face to face. Temperature -10°C ÷ 80°C. Pmax 16 bar. In accordance with PED directive. Suitable for gas. Brandoni type. | Wafer butterfly valve with centered disc in nickel plated ductile iron. Body in ductile iron EN GJS 400-15. Liner in NBR. Epoxy coating. Aluminium lockable lever suitable for intermediate regulation. Integrated flanges ISO 5211. Alignment holes for mounting between PN 6-10-16 and ANSI150 flanges. EN 558- 1 face to face. Temperature -10°C ÷ 80°C. Pmax 16 bar. In accordance with PED directive. Suitable for gas. DN 80. Brandoni type.
J9 | J9.101 GAS | DN 100 | Wafer butterfly valve with centered disc in nickel plated ductile iron. Body in ductile iron EN GJS 400-15. Liner in NBR. Epoxy coating.Aluminium lockable lever suitable for intermediate regulation. Integrated flanges ISO 5211. Alignment holes for mounting between PN 6-10-16 and ANSI150 flanges. EN 558- 1 face to face. Temperature -10°C ÷ 80°C. Pmax 16 bar. In accordance with PED directive. Suitable for gas. Brandoni type. | Wafer butterfly valve with centered disc in nickel plated ductile iron. Body in ductile iron EN GJS 400-15. Liner in NBR. Epoxy coating. Aluminium lockable lever suitable for intermediate regulation. Integrated flanges ISO 5211. Alignment holes for mounting between PN 6-10-16 and ANSI150 flanges. EN 558- 1 face to face. Temperature -10°C ÷ 80°C. Pmax 16 bar. In accordance with PED directive. Suitable for gas. DN 100. Brandoni type.
J9 | J9.101 GAS | DN 125 | Wafer butterfly valve with centered disc in nickel plated ductile iron. Body in ductile iron EN GJS 400-15. Liner in NBR. Epoxy coating. Aluminium lockable lever suitable for intermediate regulation. Integrated flanges ISO 5211. Alignment holes for mounting between PN 6-10-16 and ANSI150 flanges. EN 558- 1 face to face. Temperature -10°C ÷ 80°C. Pmax 16 bar. In accordance with PED directive. Suitable for gas. Brandoni type. | Wafer butterfly valve with centered disc in nickel plated ductile iron. Body in ductile iron EN GJS 400-15. Liner in NBR. Epoxy coating. Aluminium lockable lever suitable for intermediate regulation.Integrated flanges ISO 5211. Alignment holes for mounting between PN 6-10-16 and ANSI150 flanges. EN 558- 1 face to face. Temperature -10°C ÷ 80°C. Pmax 16 bar. In accordance with PED directive. Suitable for gas.DN 125. Brandoni type.
J9 | J9.101 GAS | DN 150 | Wafer butterfly valve with centered disc in nickel plated ductile iron. Body in ductile iron EN GJS 400-15. Liner in NBR. Epoxy coating. Aluminium lockable lever suitable for intermediate regulation. Integrated flanges ISO 5211. Alignment holes for mounting between PN 6-10-16 and ANSI150 flanges. EN 558- 1 face to face. Temperature -10°C ÷ 80°C. Pmax 16 bar. In accordance with PED directive. Suitable for gas. Brandoni type. | Wafer butterfly valve with centered disc in nickel plated ductile iron. Body in ductile iron EN GJS 400-15. Liner in NBR. Epoxy coating. Aluminium lockable lever suitable for intermediate regulation. Integrated flanges ISO 5211. Alignment holes for mounting between PN 6-10-16 and ANSI150 flanges. EN 558- 1 face to face. Temperature -10°C ÷ 80°C. Pmax 16 bar. In accordance with PED directive. Suitable for gas.DN 150. Brandoni type.
J9 | J9.101 GAS | DN 200 | Wafer butterfly valve with centered disc in nickel plated ductile iron. Body in ductile iron EN GJS 400-15. Liner in NBR. Internal and external epoxy coating. Ductile iron lockable lever suitable for intermediate regulation. Integrated flanges ISO 5211. Alignment holes for mounting between PN 6-10-16 and ANSI150. EN 558- 1 face to face. Temperature -10°C ÷ 80°C. Pmax 16 bar. In accordance with PED directive. Suitable for gas. Brandoni type. | Wafer butterfly valve with centered disc in nickel plated ductile iron. Body in ductile iron EN GJS 400-15. Liner in NBR. Epoxy coating. Ductile iron lockable lever suitable for intermediate regulation. Integrated flanges ISO 5211. Alignment holes for mounting between PN 6-10-16 and ANSI150 flanges. EN 558- 1 face to face. Temperature -10°C ÷ 80°C. Pmax 16 bar. In accordance with PED directive. Suitable for gas. DN 200. Brandoni type.
J9 | J9.101 GAS | DN 250 | Wafer butterfly valve with centered disc in nickel plated ductile iron. Body in ductile iron EN GJS 400-15. Liner in NBR. Epoxy coating. Ductile iron lockable lever suitable for intermediate regulation. Integrated flanges ISO 5211. Alignment holes for mounting between PN 6-10-16 and ANSI150 flanges. EN 558- 1 face to face. Temperature -10°C ÷ 80°C. Pmax 16 bar. In accordance with PED directive. Suitable for gas. Brandoni type. | Wafer butterfly valve with centered disc in nickel plated ductile iron. Body in ductile iron EN GJS 400-15. Liner in NBR. Epoxy coating. Ductile iron lockable lever suitable for intermediate regulation. Integrated flanges ISO 5211. Alignment holes for mounting between PN 6-10-16 and ANSI150 flanges. EN 558- 1 face to face. Temperature -10°C ÷ 80°C. Pmax 16 bar. In accordance with PED directive. Suitable for gas. DN 250. Brandoni type.
J9 | J9.101 GAS | DN 300 | Wafer butterfly valve with centered disc in nickel plated ductile iron. Body in ductile iron EN GJS 400-15. Liner in NBR. Epoxy coating. Integrated flanges ISO 5211. Alignment holes for mounting between PN 6-10-16 and ANSI150 flanges. EN 558- 1 face to face. Temperature -10°C ÷ 80°C. Pmax 16 bar. In accordance with PED directive. Suitable for gas. Brandoni type. | Wafer butterfly valve with centered disc in nickel plated ductile iron. Body in ductile iron EN GJS 400-15. Liner in NBR. Epoxy coating. Integrated flanges ISO 5211. Alignment holes for mounting between PN 6-10-16 and ANSI150 flanges. EN 558- 1 face to face. Temperature -10°C ÷ 80°C. Pmax 16 bar. In accordance with PED directive. Suitable for gas. DN 300. Brandoni type.

## J9.121 GA
SHUT OFF
Body: ductile iron liner: NBR -GAS- Disc: AISI 316
Products |  |  | Specification text | Specification text with size
SERIE | Code | Dimension
J9 | J9.121 GAS | DN 25 | Wafer butterfly valve with centered disc in AISI 316. Body in ductile iron EN GJS 400-15. Liner in NBR. Epoxy coating. Aluminium lockable lever suitable for intermediate regulation. Integrated flanges ISO 5211. Alignment holes for mounting between PN 6-10-16 and ANSI150 flanges. EN 558- 1 face to face. Temperature -10°C ÷ 80°C. Pmax 16 bar. In accordance with PED directive. Suitable for gas. Brandoni type. | Wafer butterfly valve with centered disc in AISI 316. Body in ductile iron EN GJS 400-15. Liner in NBR. Epoxy coating. Aluminium lockable lever suitable for intermediate regulation. Integrated flanges ISO 5211. Alignment holes for mounting between PN 6-10-16 and ANSI150 flanges. EN 558- 1 face to face. Temperature -10°C ÷ 80°C. Pmax 16 bar. In accordance with PED directive. Suitable for gas. DN 25.Brandoni type.
J9 | J9.121 GAS | DN 32 | Wafer butterfly valve with centered disc in AISI 316. Body in ductile iron EN GJS 400-15. Liner in NBR. Epoxy coating. Aluminium lockable lever suitable for intermediate regulation. Integrated flanges ISO 5211. Alignment holes for mounting between PN 6-10-16 and ANSI150 flanges. EN 558- 1 face to face. Temperature -10°C ÷ 80°C. Pmax 16 bar. In accordance with PED directive. Suitable for gas. Brandoni type. | Wafer butterfly valve with centered disc in AISI 316. Body in ductile iron EN GJS 400-15. Liner in NBR. Epoxy coating. Aluminium lockable lever suitable for intermediate regulation. Integrated flanges ISO 5211. Alignment holes for mounting between PN 6-10-16 and ANSI150 flanges. EN 558- 1 face to face. Temperature -10°C ÷ 80°C. Pmax 16 bar. In accordance with PED directive. Suitable for gas. DN 32. Brandoni type.
J9 | J9.121 GAS | DN 40 | Wafer butterfly valve with centered disc in AISI 316. Body in ductile iron EN GJS 400-15. Liner in NBR. Epoxy coating. Aluminium lockable lever suitable for intermediate regulation. Integrated flanges ISO 5211. Alignment holes for mounting between PN 6-10-16 and ANSI150 flanges. EN 558- 1 face to face. Temperature -10°C ÷ 80°C. Pmax 16 bar. In accordance with PED directive. Suitable for gas. Brandoni type. | Wafer butterfly valve with centered disc in AISI 316. Body in ductile iron EN GJS 400-15. Liner in NBR. Epoxy coating. Aluminium lockable lever suitable for intermediate regulation. Integrated flanges ISO 5211. Alignment holes for mounting between PN 6-10-16 and ANSI150 flanges. EN 558- 1 face to face. Temperature -10°C ÷ 80°C. Pmax 16 bar. In accordance with PED directive. Suitable for gas. DN 40. Brandoni type.
J9 | J9.121 GAS | DN 50 | Wafer butterfly valve with centered disc in AISI 316. Body in ductile iron EN GJS 400-15. Liner in NBR. Epoxy coating. Aluminium lockable lever suitable for intermediate regulation.Integrated flanges ISO 5211. Alignment holes for mounting between PN 6-10-16 and ANSI150 flanges. EN 558- 1 face to face. Temperature -10°C ÷ 80°C. Pmax 16 bar. In accordance with PED directive. Suitable for gas. Brandoni type. | Wafer butterfly valve with centered disc in AISI 316. Body in ductile iron EN GJS 400-15. Liner in NBR. Epoxy coating. Aluminium lockable lever suitable for intermediate regulation. Integrated flanges ISO 5211. Alignment holes for mounting between PN 6-10-16 and ANSI150 flanges. EN 558- 1 face to face. Temperature -10°C ÷ 80°C. Pmax 16 bar. In accordance with PED directive. Suitable for gas. DN 50. Brandoni type.
J9 | J9.121 GAS | DN 65 | Wafer butterfly valve with centered disc in AISI 316. Body in ductile iron EN GJS 400-15. Liner in NBR. Epoxy coating. Aluminium lockable lever suitable for intermediate regulation. Integrated flanges ISO 5211. Alignment holes for mounting between PN 6-10-16 and ANSI150 flanges. EN 558- 1 face to face. Temperature -10°C ÷ 80°C. Pmax 16 bar. In accordance with PED directive. Suitable for gas. Brandoni type. | Wafer butterfly valve with centered disc in AISI 316. Body in ductile iron EN GJS 400-15. Liner in NBR. Epoxy coating. Aluminium lockable lever suitable for intermediate regulation. Integrated flanges ISO 5211. Alignment holes for mounting between PN 6-10-16 and ANSI150 flanges. EN 558- 1 face to face. Temperature -10°C ÷ 80°C. Pmax 16 bar. In accordance with PED directive. Suitable for gas. DN 65. Brandoni type.
J9 | J9.121 GAS | DN 80 | Wafer butterfly valve with centered disc in AISI 316. Body in ductile iron EN GJS 400-15. Liner in NBR. Epoxy coating. Aluminium lockable lever suitable for intermediate regulation. Integrated flanges ISO 5211. Alignment holes for mounting between PN 6-10-16 and ANSI150 flanges. EN 558- 1 face to face. Temperature -10°C ÷ 80°C. Pmax 16 bar. In accordance with PED directive. Suitable for gas. Brandoni type. | Wafer butterfly valve with centered disc in AISI 316. Body in ductile iron EN GJS 400-15. Liner in NBR. Epoxy coating. Aluminium lockable lever suitable for intermediate regulation. Integrated flanges ISO 5211. Alignment holes for mounting between PN 6-10-16 and ANSI150 flanges. EN 558- 1 face to face. Temperature -10°C ÷ 80°C. Pmax 16 bar. In accordance with PED directive. Suitable for gas. DN 80. Brandoni type.
J9 | J9.121 GAS | DN 100 | Wafer butterfly valve with centered disc in AISI 316. Body in ductile iron EN GJS 400-15. Liner in NBR. Epoxy coating. Aluminium lockable lever suitable for intermediate regulation. Integrated flanges ISO 5211. Alignment holes for mounting between PN 6-10-16 and ANSI150 flanges. EN 558- 1 face to face. Temperature -10°C ÷ 80°C. Pmax 16 bar. In accordance with PED directive. DWGW certification for gas. Brandoni type. | Wafer butterfly valve with centered disc in AISI 316. Body in ductile iron EN GJS 400-15. Liner in NBR. Epoxy coating. Aluminium lockable lever suitable for intermediate regulation. Integrated flanges ISO 5211. Alignment holes for mounting between PN 6-10-16 and ANSI150 flanges. EN 558- 1 face to face. Temperature -10°C ÷ 80°C. Pmax 16 bar. In accordance with PED directive. Suitable for gas. DN 100. Brandoni type.
J9 | J9.121 GAS | DN 125 | Wafer butterfly valve with centred disc in AISI 316. Body in ductile iron EN GJS 400-15. Liner in NBR. Epoxy coating. Aluminium lockable lever suitable for intermediate regulation. Integrated flanges ISO 5211. Alignment holes for mounting between PN 6-10-16 and ANSI150 flanges. EN 558- 1 face to face. Temperature -10°C ÷ 80°C. Pmax 16 bar. In accordance with PED directive. Suitable for gas. Brandoni type. | Wafer butterfly valve with centered disc in AISI 316. Body in ductile iron EN GJS 400-15. Liner in NBR. Epoxy coating. Aluminium lockable lever suitable for intermediate regulation. Integrated flanges ISO 5211. Alignment holes for mounting between PN 6-10-16 and ANSI150 flanges. EN 558- 1 face to face. Temperature -10°C ÷ 80°C. Pmax 16 bar. In accordance with PED directive. Suitable for gas. DN 125. Brandoni type.
J9 | J9.121 GAS | DN 150 | Wafer butterfly valve with centered disc in AISI 316. Body in ductile iron EN GJS 400-15. Liner in NBR. Epoxy coating. Aluminium lockable lever suitable for intermediate regulation. Integrated flanges ISO 5211. Alignment holes for mounting between PN 6-10-16 and ANSI150 flanges. EN 558- 1 face to face. Temperature -10°C ÷ 80°C. Pmax 16 bar. In accordance with PED directive. DWGW certification for gas. Brandoni type. | Wafer butterfly valve with centered disc in AISI 316. Body in ductile iron EN GJS 400-15. Liner in NBR. Epoxy coating. Aluminium lockable lever suitable for intermediate regulation. Integrated flanges ISO 5211. Alignment holes for mounting between PN 6-10-16 and ANSI150 flanges. EN 558- 1 face to face. Temperature -10°C ÷ 80°C. Pmax 16 bar. In accordance with PED directive. Suitable for gas. DN 150. Brandoni type.
J9 | J9.121 GAS | DN 200 | Wafer butterfly valve with centered disc in AISI 316. Body in ductile iron EN GJS 400-15. Liner in NBR. Epoxy coating. Ductile iron lockable lever suitable for intermediate regulation. Integrated flanges ISO 5211. Alignment holes for mounting between PN 6-10-16 and ANSI150 flanges. EN 558- 1 face to face. Temperature -10°C ÷ 80°C. Pmax 16 bar. In accordance with PED directive. Suitable for gas. Brandoni type. | Wafer butterfly valve with centered disc in AISI 316. Body in ductile iron EN GJS 400-15. Liner in NBR. Epoxy coating. Ductile iron lockable lever suitable for intermediate regulation. Integrated flanges ISO 5211. Alignment holes for mounting between PN 6-10-16 and ANSI150 flanges. EN 558- 1 face to face. Temperature -10°C ÷ 80°C. Pmax 16 bar. In accordance with PED directive. Suitable for gas.DN 200. Brandoni type.
J9 | J9.121 GAS | DN 250 | Wafer butterfly valve with centered disc in AISI 316. Body in ductile iron EN GJS 400-15. Liner in NBR. Epoxy coating. Ductile iron lockable lever suitable for intermediate regulation. Integrated flanges ISO 5211. Alignment holes for mounting between PN 6-10-16 and ANSI150 flanges. EN 558- 1 face to face. Temperature -10°C ÷ 80°C. Pmax 16 bar. In accordance with PED directive. Suitable for gas. Brandoni type. | Wafer butterfly valve with centered disc in AISI 316. Body in ductile iron EN GJS 400-15. Liner in NBR. Epoxy coating. Ductile iron lockable lever suitable for intermediate regulation. Integrated flanges ISO 5211. Alignment holes for mounting between PN 6-10-16 and ANSI150 flanges. EN 558- 1 face to face. Temperature -10°C ÷ 80°C. Pmax 16 bar. In accordance with PED directive. Suitable for gas.DN 250. Brandoni type.
J9 | J9.121 GAS | DN 300 | Wafer butterfly valve with centered disc in AISI 316. Body in ductile iron EN GJS 400-15. Liner in NBR. Epoxy coating. Integrated flanges ISO 5211. Alignment holes for mounting between PN 6-10-16 and ANSI150 flanges. EN 558- 1 face to face. Temperature -10°C ÷ 80°C. Pmax 16 bar. In accordance with PED directive. Suitable for gas. Brandoni type. | Wafer butterfly valve with centered disc in AISI 316. Body in ductile iron EN GJS 400-15. Liner in NBR. Epoxy coating. Integrated flanges ISO 5211. Alignment holes for mounting between PN 6-10-16 and ANSI150 flanges. EN 558- 1 face to face. Temperature -10°C ÷ 80°C. Pmax 16 bar. In accordance with PED directive. Suitable for gas. DN 300. Brandoni type.

## J9.128
SHUT OFF
Body: ductile iron liner: EPDM -DRINKING WATER- Disc: AISI 316
Products |  |  | Specification text | Specification text with size
SERIE | Code | Dimension
J9 | J9.128 | DN 40 | Wafer butterfly valve with centered disc in AISI 316. Body in ductile iron EN GJS 400-15. Liner in EPDM. Epoxy coating. Lever suitable for intermediate regulation and lockable in aluminium. Integrated flanges ISO 5211. Alignment holes for mounting between PN 6-10-16 and ANSI150 flanges. EN 558- 1 face to face. Temperature -10°C ÷ 80°C. Pmax 16 bar. In accordance with PED directive. Suitable for drinking water, EN1074-1 and EN1074-2 certified, WRAS approved and according to italian regulation D.M. 174. Brandoni type. | Wafer butterfly valve with centered disc in AISI 316. Body in ductile iron EN GJS 400-15. Liner in EPDM. Epoxy coating. Lever suitable for intermediate regulation and lockable in aluminium. Integrated flanges ISO 5211. Alignment holes for mounting between PN 6-10-16 and ANSI150 flanges. EN 558- 1 face to face. Temperature -10°C ÷ 80°C. Pmax 16 bar. In accordance with PED directive. Suitable for drinking water, EN1074-1 and EN1074-2 certified, WRAS approved and according to italian regulation D.M. 174. DN 40. Brandoni type.
J9 | J9.128 | DN 50 | Wafer butterfly valve with centered disc in AISI 316. Body in ductile iron EN GJS 400-15. Liner in EPDM. Epoxy coating. Lever suitable for intermediate regulation and lockable in aluminium. Integrated flanges ISO 5211. Alignment holes for mounting between PN 6-10-16 and ANSI150 flanges. EN 558- 1 face to face. Temperature -10°C ÷ 80°C. Pmax 16 bar. In accordance with PED directive. Suitable for drinking water, EN1074-1 and EN1074-2 certified, WRAS approved and according to italian regulation D.M. 174. Brandoni type. | Wafer butterfly valve with centered disc in AISI 316. Body in ductile iron EN GJS 400-15. Liner in EPDM. Epoxy coating. Lever suitable for intermediate regulation and lockable in aluminium. Integrated flanges ISO 5211. Alignment holes for mounting between PN 6-10-16 and ANSI150 flanges. EN 558- 1 face to face. Temperature -10°C ÷ 80°C. Pmax 16 bar. In accordance with PED directive. Suitable for drinking water, EN1074-1 and EN1074-2 certified, WRAS approved and according to italian regulation D.M. 174. DN 50. Brandoni type.
J9 | J9.128 | DN 65 | Wafer butterfly valve with centered disc in AISI 316. Body in ductile iron EN GJS 400-15. Liner in EPDM. Epoxy coating. Lever suitable for intermediate regulation and lockable in aluminium. Integrated flanges ISO 5211. Alignment holes for mounting between PN 6-10-16 and ANSI150 flanges. EN 558- 1 face to face. Temperature -10°C ÷ 80°C. Pmax 16 bar. In accordance with PED directive. Suitable for drinking water, EN1074-1 and EN1074-2 certified, WRAS approved and according to italian regulation D.M. 174. Brandoni type. | Wafer butterfly valve with centered disc in AISI 316. Body in ductile iron EN GJS 400-15. Liner in EPDM. Epoxy coating. Lever suitable for intermediate regulation and lockable in aluminium. Integrated flanges ISO 5211. Alignment holes for mounting between PN 6-10-16 and ANSI150 flanges. EN 558- 1 face to face. Temperature -10°C ÷ 80°C. Pmax 16 bar. In accordance with PED directive. Suitable for drinking water, EN1074-1 and EN1074-2 certified, WRAS approved and according to italian regulation D.M. 174.DN 65. Brandoni type.
J9 | J9.128 | DN 80 | Wafer butterfly valve with centered disc in AISI 316. Body in ductile iron EN GJS 400-15. Liner in EPDM. Epoxy coating. Lever suitable for intermediate regulation and lockable in aluminium. Integrated flanges ISO 5211. Alignment holes for mounting between PN 6-10-16 and ANSI150 flanges. EN 558- 1 face to face. Temperature -10°C ÷ 80°C. Pmax 16 bar. In accordance with PED directive. Suitable for drinking water, EN1074-1 and EN1074-2 certified, WRAS approved and according to italian regulation D.M. 174. Brandoni type. | Wafer butterfly valve with centered disc in AISI 316. Body in ductile iron EN GJS 400-15. Liner in EPDM. Epoxy coating. Lever suitable for intermediate regulation and lockable in aluminium. Integrated flanges ISO 5211. Alignment holes for mounting between PN 6-10-16 and ANSI150 flanges. EN 558- 1 face to face. Temperature -10°C ÷ 80°C. Pmax 16 bar. In accordance with PED directive. Suitable for drinking water, EN1074-1 and EN1074-2 certified, WRAS approved and according to italian regulation D.M. 174.DN 80. Brandoni type.
J9 | J9.128 | DN 100 | Wafer butterfly valve with centered disc in AISI 316. Body in ductile iron EN GJS 400-15. Liner in EPDM. Epoxy coating. Lever suitable for intermediate regulation and lockable in aluminium. Integrated flanges ISO 5211. Alignment holes for mounting between PN 6-10-16 and ANSI150 flanges. EN 558- 1 face to face. Temperature -10°C ÷ 80°C. Pmax 16 bar. In accordance with PED directive. Suitable for drinking water, EN1074-1 and EN1074-2 certified, WRAS approved and according to italian regulation D.M. 174.Brandoni type. | Wafer butterfly valve with centered disc in AISI 316. Body in ductile iron EN GJS 400-15. Liner in EPDM. Epoxy coating. Lever suitable for intermediate regulation and lockable in aluminium. Integrated flanges ISO 5211. Alignment holes for mounting between PN 6-10-16 and ANSI150 flanges. EN 558- 1 face to face. Temperature -10°C ÷ 80°C. Pmax 16 bar. In accordance with PED directive. Suitable for drinking water, EN1074-1 and EN1074-2 certified, WRAS approved and according to italian regulation D.M. 174.DN 100. Brandoni type.
J9 | J9.128 | DN 125 | Wafer butterfly valve with centered disc in AISI 316. Body in ductile iron EN GJS 400-15. Liner in EPDM. Epoxy coating. Lever suitable for intermediate regulation and lockable in aluminium. Integrated flanges ISO 5211. Alignment holes for mounting between PN 6-10-16 and ANSI150 flanges. EN 558- 1 face to face. Temperature -10°C ÷ 80°C. Pmax 16 bar. In accordance with PED directive. Drinking water approved. Brandoni type. | Wafer butterfly valve with centered disc in AISI 316. Body in ductile iron EN GJS 400-15. Liner in EPDM. Epoxy coating. Lever suitable for intermediate regulation and lockable in aluminium. Integrated flanges ISO 5211. Alignment holes for mounting between PN 6-10-16 and ANSI150 flanges. EN 558- 1 face to face. Temperature -10°C ÷ 80°C. Pmax 16 bar. In accordance with PED directive. Suitable for drinking water, EN1074-1 and EN1074-2 certified, WRAS approved and according to italian regulation D.M. 174.Brandoni type.
J9 | J9.128 | DN 150 | Wafer butterfly valve with centered disc in AISI 316. Body in ductile iron EN GJS 400-15. Liner in EPDM. Epoxy coating. Lever suitable for intermediate regulation and lockable in aluminium. Integrated flanges ISO 5211. Alignment holes for mounting between PN 6-10-16 and ANSI150 flanges. EN 558- 1 face to face. Temperature -10°C ÷ 80°C. Pmax 16 bar. In accordance with PED directive. Suitable for drinking water, EN1074-1 and EN1074-2 certified, WRAS approved and according to italian regulation D.M. 174. Brandoni type. | Wafer butterfly valve with centered disc in AISI 316. Body in ductile iron EN GJS 400-15. Liner in EPDM. Epoxy coating. Lever suitable for intermediate regulation and lockable in aluminium. Integrated flanges ISO 5211. Alignment holes for mounting between PN 6-10-16 and ANSI150 flanges. EN 558- 1 face to face. Temperature -10°C ÷ 80°C. Pmax 16 bar. In accordance with PED directive. Suitable for drinking water, EN1074-1 and EN1074-2 certified, WRAS approved and according to italian regulation D.M. 174. DN 150. Brandoni type.
J9 | J9.128 | DN 200 | Wafer butterfly valve with centered disc in AISI 316. Body in ductile iron EN GJS 400-15. Liner in EPDM. Epoxy coating. Ductile iron lockable lever suitable for intermediate regulation. Integrated flanges ISO 5211. Alignment holes for mounting between PN 6-10-16 and ANSI150 flanges. EN 558- 1 face to face. Temperature -10°C ÷ 80°C. Pmax 16 bar. In accordance with PED directive. Suitable for drinking water, EN1074-1 and EN1074-2 certified, WRAS approved and according to italian regulation D.M. 174. Brandoni type. | Wafer butterfly valve with centered disc in AISI 316. Body in ductile iron EN GJS 400-15. Liner in EPDM. Epoxy coating. Ductile iron lockable lever suitable for intermediate regulation. Integrated flanges ISO 5211. Alignment holes for mounting between PN 6-10-16 and ANSI150 flanges. EN 558- 1 face to face. Temperature -10°C ÷ 80°C. Pmax 16 bar. In accordance with PED directive. Suitable for drinking water, EN1074-1 and EN1074-2 certified, WRAS approved and according to italian regulation D.M. 174. DN 200. Brandoni type.
J9 | J9.128 | DN 250 | Wafer butterfly valve with centered disc in AISI 316. Body in ductile iron EN GJS 400-15. Liner in EPDM. Epoxy coating. Ductile iron lockable lever suitable for intermediate regulation. Integrated flanges ISO 5211. Alignment holes for mounting between PN 6-10-16 and ANSI150 flanges. EN 558- 1 face to face. Temperature -10°C ÷ 80°C. Pmax 16 bar. In accordance with PED directive. Suitable for drinking water, EN1074-1 and EN1074-2 certified, WRAS approved and according to italian regulation D.M. 174.Brandoni type. | Wafer butterfly valve with centered disc in AISI 316. Body in ductile iron EN GJS 400-15. Liner in EPDM. Epoxy coating. Integrated flanges ISO 5211. Alignment holes for mounting between PN 6-10-16 and ANSI150 flanges. EN 558- 1 face to face. Temperature -10°C ÷ 80°C. Pmax 16 bar. In accordance with PED directive. Suitable for drinking water, EN1074-1 and EN1074-2 certified, WRAS approved and according to italian regulation D.M. 174. DN 250. Brandoni type.
J9 | J9.128 | DN 300 | Wafer butterfly valve with centered disc in AISI 316. Body in ductile iron EN GJS 400-15. Liner in EPDM. Epoxy coating. Integrated flanges ISO 5211. Alignment holes for mounting between PN 6-10-16 and ANSI150 flanges. EN 558- 1 face to face. Temperature -10°C ÷ 80°C. Pmax 16 bar. In accordance with PED directive. Suitable for drinking water, EN1074-1 and EN1074-2 certified, WRAS approved and according to italian regulation D.M. 174. Brandoni type. | Wafer butterfly valve with centered disc in AISI 316. Body in ductile iron EN GJS 400-15. Liner in EPDM. Epoxy coating. Integrated flanges ISO 5211. Alignment holes for mounting between PN 6-10-16 and ANSI150 flanges. EN 558- 1 face to face. Temperature -10°C ÷ 80°C. Pmax 16 bar. In accordance with PED directive. Suitable for drinking water, EN1074-1 and EN1074-2 certified, WRAS approved and according to italian regulation D.M. 174. DN 300. Brandoni type.

## J9.620
SHUT OFF
Body: AISI 316 liner: EPDM Disc: AISI 316
Products |  |  | Specification text | Specification text with size
SERIE | Code | Dimension
J9 | J9.620 | DN 40 | Wafer butterfly valve with centered disc in AISI 316. Body in AISI 316. Liner in EPDM. Stainless steel lockable lever suitable for intermediate regulation. Integrated flanges ISO 5211. Alignment holes for mounting between PN 6-10-16 and ANSI150 flanges. EN 558- 1 face to face. Temperature -10°C ÷ 120°C. Pmax 16 bar. In accordance with PED directive. Brandoni type. | Wafer butterfly valve with centered disc in AISI 316. Body in AISI 316. Liner in EPDM. Stainless steel lockable lever suitable for intermediate regulation. Integrated flanges ISO 5211. Alignment holes for mounting between PN 6-10-16 and ANSI150 flanges. EN 558- 1 face to face. Temperature -10°C ÷ 120°C. Pmax 16 bar. In accordance with PED directive. DN 40. Brandoni type.
J9 | J9.620 | DN 50 | Wafer butterfly valve with centered disc in AISI 316. Body in AISI 316. Liner in EPDM. Stainless steel lockable lever suitable for intermediate regulation. Integrated flanges ISO 5211. Alignment holes for mounting between PN 6-10-16 and ANSI150 flanges. EN 558- 1 face to face. Temperature -10°C ÷ 120°C. Pmax 16 bar. In accordance with PED directive. Brandoni type. | Wafer butterfly valve with centered disc in AISI 316. Body in AISI 316. Liner in EPDM. Stainless steel lockable lever suitable for intermediate regulation. Integrated flanges ISO 5211. Alignment holes for mounting between PN 6-10-16 and ANSI150 flanges. EN 558- 1 face to face. Temperature -10°C ÷ 120°C. Pmax 16 bar. In accordance with PED directive. DN50. Brandoni type.
J9 | J9.620 | DN 65 | Wafer butterfly valve with centered disc in AISI 316. Body in AISI 316. Liner in EPDM. Stainless steel lockable lever suitable for intermediate regulation. Integrated flanges ISO 5211. Alignment holes for mounting between PN 6-10-16 and ANSI150 flanges. EN 558- 1 face to face. Temperature -10°C ÷ 120°C. Pmax 16 bar. In accordance with PED directive. Brandoni type. | Wafer butterfly valve with centered disc in AISI 316. Body in AISI 316. Liner in EPDM. Stainless steel ockable lever suitable for intermediate regulation.Integrated flanges ISO 5211. Alignment holes for mounting between PN 6-10-16 and ANSI150 flanges. EN 558- 1 face to face. Temperature -10°C ÷ 120°C. Pmax 16 bar. In accordance with PED directive. DN 65. Brandoni type.
J9 | J9.620 | DN 80 | Wafer butterfly valve with centered disc in AISI 316. Body in AISI 316. Liner in EPDM. Stainless steel lockable lever suitable for intermediate regulation. Integrated flanges ISO 5211. Alignment holes for mounting between PN 6-10-16 and ANSI150 flanges. EN 558- 1 face to face. Temperature -10°C ÷ 120°C. Pmax 16 bar. In accordance with PED directive. Brandoni type. | Wafer butterfly valve with centered disc in AISI 316. Body in AISI 316. Liner in EPDM. Stainless steel lockable lever suitable for intermediate regulation. Integrated flanges ISO 5211. Alignment holes for mounting between PN 6-10-16 and ANSI150 flanges. EN 558- 1 face to face. Temperature -10°C ÷ 120°C. Pmax 16 bar. In accordance with PED directive. DN 80. Brandoni type.
J9 | J9.620 | DN 100 | Wafer butterfly valve with centered disc in AISI 316. Body in AISI 316. Liner in EPDM. Stainless steel lockable lever suitable for intermediate regulation. Integrated flanges ISO 5211. Alignment holes for mounting between PN 6-10-16 and ANSI150 flanges. EN 558- 1 face to face. Temperature -10°C ÷ 120°C. Pmax 16 bar. In accordance with PED directive. Brandoni type. | Wafer butterfly valve with centered disc in AISI 316. Body in AISI 316. Liner in EPDM. Stainless steel lockable lever suitable for intermediate regulation. Integrated flanges ISO 5211. Alignment holes for mounting between PN 6-10-16 and ANSI150 flanges. EN 558- 1 face to face. Temperature -10°C ÷ 120°C. Pmax 16 bar. In accordance with PED directive. DN 100. Brandoni type.
J9 | J9.620 | DN 125 | Wafer butterfly valve with centered disc in AISI 316. Body in AISI 316. Liner in EPDM. Stainless steel lockable lever suitable for intermediate regulation. Integrated flanges ISO 5211. Alignment holes for mounting between PN 6-10-16 and ANSI150 flanges. EN 558- 1 face to face. Temperature -10°C ÷ 120°C. Pmax 16 bar. In accordance with PED directive. Brandoni type. | Wafer butterfly valve with centered disc in AISI 316. Body in AISI 316. Liner in EPDM. Stainless steel lockable lever suitable for intermediate regulation.Integrated flanges ISO 5211. Alignment holes for mounting between PN 6-10-16 and ANSI150 flanges. EN 558- 1 face to face. Temperature -10°C ÷ 120°C. Pmax 16 bar. In accordance with PED directive. DN 125. Brandoni type.
J9 | J9.620 | DN 150 | Wafer butterfly valve with centered disc in AISI 316. Body in AISI 316. Liner in EPDM. Stainless steel lockable lever suitable for intermediate regulation. Integrated flanges ISO 5211. Alignment holes for mounting between PN 6-10-16 and ANSI150. EN 558- 1 face to face. Temperature -10°C ÷ 120°C. Pmax 16 bar. In accordance with PED directive. Brandoni type. | Wafer butterfly valve with centered disc in AISI 316. Body in AISI 316. Liner in EPDM. Stainless steel lockable lever suitable for intermediate regulation. Integrated flanges ISO 5211. Alignment holes for mounting between PN 6-10-16 and ANSI150 flanges. EN 558- 1 face to face. Temperature -10°C ÷ 120°C. Pmax 16 bar. In accordance with PED directive. DN 150. Brandoni type.
J9 | J9.620 | DN 200 | Wafer butterfly valve with centered disc in AISI 316. Body in AISI 316. Liner in EPDM. Stainless steel lockable lever suitable for intermediate regulation. Integrated flanges ISO 5211. Alignment holes for mounting between PN 6-10-16 and ANSI150 flanges. EN 558- 1 face to face. Temperature -10°C ÷ 120°C. Pmax 16 bar. In accordance with PED directive. Brandoni type. | Wafer butterfly valve with centered disc in AISI 316. Body in AISI 316. Liner in EPDM. Stainless steel lockable lever suitable for intermediate regulation. Integrated flanges ISO 5211. Alignment holes for mounting between PN 6-10-16 and ANSI150 flanges. EN 558- 1 face to face. Temperature -10°C ÷ 120°C. Pmax 16 bar. In accordance with PED directive. DN 200. Brandoni type.
J9 | J9.620 | DN 250 | Wafer butterfly valve with centered disc in AISI 316. Body in AISI 316. Liner in EPDM. Stainless steel lockable lever suitable for intermediate regulation. Integrated flanges ISO 5211. Alignment holes for mounting between PN 6-10-16 and ANSI150 flanges. EN 558- 1 face to face. Temperature -10°C ÷ 120°C. Pmax 16 bar. In accordance with PED directive. Brandoni type. | Wafer butterfly valve with centered disc in AISI 316. Body in AISI 316. Liner in EPDM. Stainless steel lockable lever suitable for intermediate regulation. Integrated flanges ISO 5211. Alignment holes for mounting between PN 6-10-16 and ANSI150 flanges. EN 558- 1 face to face. Temperature -10°C ÷ 120°C. Pmax 16 bar. In accordance with PED directive. DN 250. Brandoni type.
J9 | J9.620 | DN 300 | Wafer butterfly valve with centered disc in AISI 316. Body in AISI 316. Liner in EPDM. Integrated flanges ISO 5211. Alignment holes for mounting between PN 6-10-16 and ANSI150 flanges. EN 558- 1 face to face. Temperature -10°C ÷ 120°C. Pmax 16 bar. In accordance with PED directive. Brandoni type. | Wafer butterfly valve with centered disc in AISI 316. Body in AISI 316. Liner in EPDM. Integrated flanges ISO 5211. Alignment holes for mounting between PN 6-10-16 and ANSI150 flanges. EN 558- 1 face to face. Temperature -10°C ÷ 120°C. Pmax 16 bar. In accordance with PED directive. DN 300. Brandoni type.

## J9.621
SHUT OFF
Body: AISI 316 liner: NBR Disc: AISI 316
Products |  |  | Specification text | Specification text with size
SERIE | Code | Dimension
J9 | J9.621 | DN 40 | Wafer butterfly valve with centered disc in AISI 316. Body in AISI 316. Liner in NBR. Stainless steel lockable lever suitable for intermediate regulation.. Integrated flanges ISO 5211. Alignment holes for mounting between PN 6-10-16 and ANSI150 flanges. EN 558- 1 face to face. Temperature -10°C ÷ 80°C. Pmax 16 bar. In accordance with PED directive. Brandoni type. | Wafer butterfly valve with centered disc in AISI 316. Body in AISI 316. Liner in NBR. Stainless steel lockable lever suitable for intermediate regulation. Integrated flanges ISO 5211. Alignment holes for mounting between PN 6-10-16 and ANSI150 flanges. EN 558- 1 face to face. Temperature -10°C ÷ 80°C. Pmax 16 bar. In accordance with PED directive. DN 40. Brandoni type.
J9 | J9.621 | DN 50 | Wafer butterfly valve with centered disc in AISI 316. Body in AISI 316. Liner in NBR. Stainless steel lockable lever suitable for intermediate regulation. Integrated flanges ISO 5211. Alignment holes for mounting between PN 6-10-16 and ANSI150 flanges. EN 558- 1 face to face. Temperature -10°C ÷ 80°C. Pmax 16 bar. In accordance with PED directive. Brandoni type. | Wafer butterfly valve with centered disc in AISI 316. Body in AISI 316. Liner in NBR. Stainless steel lockable lever suitable for intermediate regulation. Integrated flanges ISO 5211. Alignment holes for mounting between PN 6-10-16 and ANSI150 flanges. EN 558- 1 face to face. Temperature -10°C ÷ 80°C. Pmax 16 bar. In accordance with PED directive. DN 50. Brandoni type.
J9 | J9.621 | DN 65 | Wafer butterfly valve with centered disc in AISI 316. Body in AISI 316. Liner in NBR. Stainless steel lockable lever suitable for intermediate regulation. Integrated flanges ISO 5211. Alignment holes for mounting between PN 6-10-16 and ANSI150 flanges. EN 558- 1 face to face. Temperature -10°C ÷ 80°C. Pmax 16 bar. In accordance with PED directive. Brandoni type. | Wafer butterfly valve with centered disc in AISI 316. Body in AISI 316. Liner in NBR. Stainless steel lockable lever suitable for intermediate regulation. Integrated flanges ISO 5211. Alignment holes for mounting between PN 6-10-16 and ANSI150 flanges. EN 558- 1 face to face. Temperature -10°C ÷ 80°C. Pmax 16 bar. In accordance with PED directive. DN 65. Brandoni type.
J9 | J9.621 | DN 80 | Wafer butterfly valve with centered disc in AISI 316. Body in AISI 316. Liner in NBR. Stainless steel lockable lever suitable for intermediate regulation.Integrated flanges ISO 5211. Alignment holes for mounting between PN 6-10-16 and ANSI150 flanges. EN 558- 1 face to face. Temperature -10°C ÷ 80°C. Pmax 16 bar. In accordance with PED directive. Brandoni type. | Wafer butterfly valve with centered disc in AISI 316. Body in AISI 316. Liner in NBR. Stainless steel lockable lever suitable for intermediate regulation. Integrated flanges ISO 5211. Alignment holes for mounting between PN 6-10-16 and ANSI150 flanges. EN 558- 1 face to face. Temperature -10°C ÷ 80°C. Pmax 16 bar. In accordance with PED directive. DN 80. Brandoni type.
J9 | J9.621 | DN 100 | Wafer butterfly valve with centered disc in AISI 316. Body in AISI 316. Liner in NBR. Stainless steel lockable lever suitable for intermediate regulation. Integrated flanges ISO 5211. Alignment holes for mounting between PN 6-10-16 and ANSI150 flanges. EN 558- 1 face to face. Temperature -10°C ÷ 80°C. Pmax 16 bar. In accordance with PED directive. Brandoni type. | Wafer butterfly valve with centered disc in AISI 316. Body in AISI 316. Liner in NBR. Stainless steel lockable lever suitable for intermediate regulation.Integrated flanges ISO 5211. Alignment holes for mounting between PN 6-10-16 and ANSI150 flanges. EN 558- 1 face to face. Temperature -10°C ÷ 80°C. Pmax 16 bar. In accordance with PED directive. DN 100. Brandoni type.
J9 | J9.621 | DN 125 | Wafer butterfly valve with centered disc in AISI 316. Body in AISI 316. Liner in NBR. Stainless steel lockable lever suitable for intermediate regulation. Integrated flanges ISO 5211. Alignment holes for mounting between PN 6-10-16 and ANSI150 flanges. EN 558- 1 face to face. Temperature -10°C ÷ 80°C. Pmax 16 bar. In accordance with PED directive. Brandoni type. | Wafer butterfly valve with centered disc in AISI 316. Body in AISI 316. Liner in NBR. Stainless steel lockable lever suitable for intermediate regulation. Integrated flanges ISO 5211. Alignment holes for mounting between PN 6-10-16 and ANSI150 flanges. EN 558- 1 face to face. Temperature -10°C ÷ 80°C. Pmax 16 bar. In accordance with PED directive. DN 125. Brandoni type.
J9 | J9.621 | DN 150 | Wafer butterfly valve with centered disc in AISI 316. Body in AISI 316. Liner in NBR. Stainless steel lockable lever suitable for intermediate regulation. Integrated flanges ISO 5211. Alignment holes for mounting between PN 6-10-16 and ANSI150 flanges. EN 558- 1 face to face. Temperature -10°C ÷ 80°C. Pmax 16 bar. In accordance with PED directive. Brandoni type. | Wafer butterfly valve with centered disc in AISI 316. Body in AISI 316. Liner in NBR. Stainless steel lockable lever suitable for intermediate regulation. Integrated flanges ISO 5211. Alignment holes for mounting between PN 6-10-16 and ANSI150 flanges. EN 558- 1 face to face. Temperature -10°C ÷ 80°C. Pmax 16 bar. In accordance with PED directive. DN 150. Brandoni type.
J9 | J9.621 | DN 200 | Wafer butterfly valve with centered disc in AISI 316. Body in AISI 316. Liner in NBR. Stainless steel lockable lever suitable for intermediate regulation. Integrated flanges ISO 5211. Alignment holes for mounting between PN 6-10-16 and ANSI150 flanges. EN 558- 1 face to face. Temperature -10°C ÷ 80°C. Pmax 16 bar. In accordance with PED directive. Brandoni type. | Wafer butterfly valve with centered disc in AISI 316. Body in AISI 316. Liner in NBR. Stainless steel lockable lever suitable for intermediate regulation. Integrated flanges ISO 5211. Alignment holes for mounting between PN 6-10-16 and ANSI150 flanges. EN 558- 1 face to face. Temperature -10°C ÷ 80°C. Pmax 16 bar. In accordance with PED directive. DN 200. Brandoni type.

## J9.622
SHUT OFF
Body: AISI 316 liner: FKM Disc: AISI 316
Products |  |  | Specification text | Specification text with size
SERIE | Code | Dimension
J9 | J9.622 | DN 40 | Wafer butterfly valve with centered disc in AISI 316. Body in AISI 316. Liner in FKM. Stainless steel lockable lever suitable for intermediate regulation. Integrated flanges ISO 5211. Alignment holes for mounting between PN 6-10-16 and ANSI150 flanges. EN 558- 1 face to face. Temperature -10°C ÷ 150°C. Pmax 16 bar. In accordance with PED directive. Brandoni type. | Wafer butterfly valve with centered disc in AISI 316. Body in AISI 316. Liner in FKM. Stainless steellockable lever suitable for intermediate regulation. Integrated flanges ISO 5211. Alignment holes for mounting between PN 6-10-16 and ANSI150 flanges. EN 558- 1 face to face. Temperature -10°C ÷ 150°C. Pmax 16 bar. In accordance with PED directive. DN 40. Brandoni type.
J9 | J9.622 | DN 50 | Wafer butterfly valve with centered disc in AISI 316. Body in AISI 316. Liner in FKM. Stainless steel lockable lever suitable for intermediate regulation. Integrated flanges ISO 5211. Alignment holes for mounting between PN 6-10-16 and ANSI150 flanges. EN 558- 1 face to face. Temperature -10°C ÷ 150°C. Pmax 16 bar. In accordance with PED directive. Brandoni type. | Wafer butterfly valve with centered disc in AISI 316. Body in AISI 316. Liner in FKM. Stainless steel lockable lever suitable for intermediate regulation.Integrated flanges ISO 5211. Alignment holes for mounting between PN 6-10-16 and ANSI150 flanges. EN 558- 1 face to face. Temperature -10°C ÷ 150°C. Pmax 16 bar. In accordance with PED directive. DN 50. Brandoni type.
J9 | J9.622 | DN 65 | Wafer butterfly valve with centered disc in AISI 316. Body in AISI 316. Liner in FKM. Stainless steel lockable lever suitable for intermediate regulation. Integrated flanges ISO 5211. Alignment holes for mounting between PN 6-10-16 and ANSI150 flanges. EN 558- 1 face to face. Temperature -10°C ÷ 150°C. Pmax 16 bar. In accordance with PED directive. Brandoni type. | Wafer butterfly valve with centered disc in AISI 316. Body in AISI 316. Liner in FKM. Stainless steellockable lever suitable for intermediate regulation. Integrated flanges ISO 5211. Alignment holes for mounting between PN 6-10-16 and ANSI150 flanges. EN 558- 1 face to face. Temperature -10°C ÷ 150°C. Pmax 16 bar. In accordance with PED directive. DN 65. Brandoni type.
J9 | J9.622 | DN 80 | Wafer butterfly valve with centered disc in AISI 316. Body in AISI 316. Liner in FKM. Stainless steel lockable lever suitable for intermediate regulation. Integrated flanges ISO 5211. Alignment holes for mounting between PN 6-10-16 and ANSI150 flanges. EN 558- 1 face to face. Temperature -10°C ÷ 150°C. Pmax 16 bar. In accordance with PED directive. Brandoni type. | Wafer butterfly valve with centered disc in AISI 316. Body in AISI 316. Liner in FKM. Stainless steel lockable lever suitable for intermediate regulation. Integrated flanges ISO 5211. Alignment holes for mounting between PN 6-10-16 and ANSI150 flanges. EN 558- 1 face to face. Temperature -10°C ÷ 150°C. Pmax 16 bar. In accordance with PED directive. DN 80. Brandoni type.
J9 | J9.622 | DN 100 | Wafer butterfly valve with centered disc in AISI 316. Body in AISI 316. Liner in FKM. Stainless steel lockable lever suitable for intermediate regulation. Integrated flanges ISO 5211. Alignment holes for mounting between PN 6-10-16 and ANSI150 flanges. EN 558- 1 face to face. Temperature -10°C ÷ 150°C. Pmax 16 bar. In accordance with PED directive. Brandoni type. | Wafer butterfly valve with centered disc in AISI 316. Body in AISI 316. Liner in FKM. Stainless steel lockable lever suitable for intermediate regulation.Integrated flanges ISO 5211. Alignment holes for mounting between PN 6-10-16 and ANSI150 flanges. EN 558- 1 face to face. Temperature -10°C ÷ 150°C. Pmax 16 bar. In accordance with PED directive. DN 100. Brandoni type.
J9 | J9.622 | DN 125 | Wafer butterfly valve with centered disc in AISI 316. Body in AISI 316. Liner in FKM. Stainless steel lockable lever suitable for intermediate regulation. Integrated flanges ISO 5211. Alignment holes for mounting between PN 6-10-16 and ANSI150 flanges. EN 558- 1 face to face. Temperature -10°C ÷ 150°C. Pmax 16 bar. In accordance with PED directive. Brandoni type. | Wafer butterfly valve with centered disc in AISI 316. Body in AISI 316. Liner in FKM. Stainless steellockable lever suitable for intermediate regulation.Integrated flanges ISO 5211. Alignment holes for mounting between PN 6-10-16 and ANSI150 flanges. EN 558- 1 face to face. Temperature -10°C ÷ 150°C. Pmax 16 bar. In accordance with PED directive. DN 125. Brandoni type.
J9 | J9.622 | DN 150 | Wafer butterfly valve with centered disc in AISI 316. Body in AISI 316. Liner in FKM. Stainless steel lockable lever suitable for intermediate regulation. Integrated flanges ISO 5211. Alignment holes for mounting between PN 6-10-16 and ANSI150 flanges. EN 558- 1 face to face. Temperature -10°C ÷ 150°C. Pmax 16 bar. In accordance with PED directive. Brandoni type. | Wafer butterfly valve with centered disc in AISI 316. Body in AISI 316. Liner in FKM. Stainless steellockable lever suitable for intermediate regulation. Integrated flanges ISO 5211. Alignment holes for mounting between PN 6-10-16 and ANSI150 flanges. EN 558- 1 face to face. Temperature -10°C ÷ 150°C. Pmax 16 bar. In accordance with PED directive. DN 150. Brandoni type.
J9 | J9.622 | DN 200 | Wafer butterfly valve with centered disc in AISI 316. Body in AISI 316. Liner in FKM. Stainless steel lockable lever suitable for intermediate regulation. Integrated flanges ISO 5211. Alignment holes for mounting between PN 6-10-16 and ANSI150 flanges. EN 558- 1 face to face. Temperature -10°C ÷ 150°C. Pmax 16 bar. In accordance with PED directive. Brandoni type. | Wafer butterfly valve with centered disc in AISI 316. Body in AISI 316. Liner in FKM. Stainless steel lockable lever suitable for intermediate regulation. Integrated flanges ISO 5211. Alignment holes for mounting between PN 6-10-16 and ANSI150 flanges. EN 558- 1 face to face. Temperature -10°C ÷ 150°C. Pmax 16 bar. In accordance with PED directive. DN 200. Brandoni type.

## J9.623
SHUT OFF
Body: AISI 316 liner: PTFE Disc: AISI 316
Products |  |  | Specification text | Specification text with size
SERIE | Code | Dimension
J9 | J9.623 | DN 40 | Wafer butterfly valve with centered disc in AISI 316. Body in AISI 316. Liner in PTFE. Stainless steel lockable lever suitable for intermediate regulation. Integrated flanges ISO 5211. Alignment holes for mounting between PN 6-10-16 and ANSI150 flanges. EN 558- 1 face to face. Temperature -10°C ÷ 120°C. Pmax 16 bar. In accordance with PED directive. Brandoni type. | Wafer butterfly valve with centered disc in AISI 316. Body in AISI 316. Liner in PTFE. Stainless steel lockable lever suitable for intermediate regulation.Integrated flanges ISO 5211. Alignment holes for mounting between PN 6-10-16 and ANSI150 flanges. EN 558- 1 face to face. Temperature -10°C ÷ 120°C. Pmax 16 bar. In accordance with PED directive. DN 40. Brandoni type.
J9 | J9.623 | DN 50 | Wafer butterfly valve with centered disc in AISI 316. Body in AISI 316. Liner in PTFE. Stainless steel lockable lever suitable for intermediate regulation. Integrated flanges ISO 5211. Alignment holes for mounting between PN 6-10-16 and ANSI150 flanges. EN 558- 1 face to face. Temperature -10°C ÷ 120°C. Pmax 16 bar. In accordance with PED directive. Brandoni type. | Wafer butterfly valve with centered disc in AISI 316. Body in AISI 316. Liner in PTFE. Stainless steel lockable lever suitable for intermediate regulation. Integrated flanges ISO 5211. Alignment holes for mounting between PN 6-10-16 and ANSI150 flanges. EN 558- 1 face to face. Temperature -10°C ÷ 120°C. Pmax 16 bar. In accordance with PED directive. DN 50. Brandoni type.
J9 | J9.623 | DN 65 | Wafer butterfly valve with centered disc in AISI 316. Body in AISI 316. Liner in PTFE. Stainless steel lockable lever suitable for intermediate regulation.Integrated flanges ISO 5211. Alignment holes for mounting between PN 6-10-16 and ANSI150 flanges. EN 558- 1 face to face. Temperature -10°C ÷ 120°C. Pmax 16 bar. In accordance with PED directive. Brandoni type. | Wafer butterfly valve with centered disc in AISI 316. Body in AISI 316. Liner in PTFE. Stainless steellockable lever suitable for intermediate regulation. Integrated flanges ISO 5211. Alignment holes for mounting between PN 6-10-16 and ANSI150 flanges. EN 558- 1 face to face. Temperature -10°C ÷ 120°C. Pmax 16 bar. In accordance with PED directive. DN 65. Brandoni type.
J9 | J9.623 | DN 80 | Wafer butterfly valve with centered disc in AISI 316. Body in AISI 316. Liner in PTFE. Stainless steel lockable lever suitable for intermediate regulation. Integrated flanges ISO 5211. Alignment holes for mounting between PN 6-10-16 and ANSI150 flanges. EN 558- 1 face to face. Temperature -10°C ÷ 120°C. Pmax 16 bar. In accordance with PED directive. Brandoni type. | Wafer butterfly valve with centered disc in AISI 316. Body in AISI 316. Liner in PTFE. Stainless steel lockable lever suitable for intermediate regulation. Integrated flanges ISO 5211. Alignment holes for mounting between PN 6-10-16 and ANSI150 flanges. EN 558- 1 face to face. Temperature -10°C ÷ 120°C. Pmax 16 bar. In accordance with PED directive. DN 80. Brandoni type.
J9 | J9.623 | DN 100 | Wafer butterfly valve with centered disc in AISI 316. Body in AISI 316. Liner in PTFE. Stainless steel lockable lever suitable for intermediate regulation.Integrated flanges ISO 5211. Alignment holes for mounting between PN 6-10-16 and ANSI150 flanges. EN 558- 1 face to face. Temperature -10°C ÷ 120°C. Pmax 16 bar. In accordance with PED directive. Brandoni type. | Wafer butterfly valve with centered disc in AISI 316. Body in AISI 316. Liner in PTFE. Stainless steel lockable lever suitable for intermediate regulation. Integrated flanges ISO 5211. Alignment holes for mounting between PN 6-10-16 and ANSI150 flanges. EN 558- 1 face to face. Temperature -10°C ÷ 120°C. Pmax 16 bar. In accordance with PED directive. DN 100. Brandoni type.
J9 | J9.623 | DN 125 | Wafer butterfly valve with centered disc in AISI 316. Body in AISI 316. Liner in PTFE. Stainless steel lockable lever suitable for intermediate regulation. Integrated flanges ISO 5211. Alignment holes for mounting between PN 6-10-16 and ANSI150 flanges. EN 558- 1 face to face. Temperature -10°C ÷ 120°C. Pmax 16 bar. In accordance with PED directive. Brandoni type. | Wafer butterfly valve with centered disc in AISI 316. Body in AISI 316. Liner in PTFE. Stainless steel lockable lever suitable for intermediate regulation. Integrated flanges ISO 5211. Alignment holes for mounting between PN 6-10-16 and ANSI150 flanges. EN 558- 1 face to face. Temperature -10°C ÷ 120°C. Pmax 16 bar. In accordance with PED directive. DN 125. Brandoni type.
J9 | J9.623 | DN 150 | Wafer butterfly valve with centered disc in AISI 316. Body in AISI 316. Liner in PTFE. Stainless steel lockable lever suitable for intermediate regulation. Integrated flanges ISO 5211. Alignment holes for mounting between PN 6-10-16 and ANSI150 flanges. EN 558- 1 face to face. Temperature -10°C ÷ 120°C. Pmax 16 bar. In accordance with PED directive. Brandoni type. | Wafer butterfly valve with centered disc in AISI 316. Body in AISI 316. Liner in PTFE. Stainless steel lockable lever suitable for intermediate regulation. Integrated flanges ISO 5211. Alignment holes for mounting between PN 6-10-16 and ANSI150 flanges. EN 558- 1 face to face. Temperature -10°C ÷ 120°C. Pmax 16 bar. In accordance with PED directive. DN 150. Brandoni type.
J9 | J9.623 | DN 200 | Wafer butterfly valve with centered disc in AISI 316. Body in AISI 316. Liner in PTFE. Stainless steel lockable lever suitable for intermediate regulation. Integrated flanges ISO 5211. Alignment holes for mounting between PN 6-10-16 and ANSI150 flanges. EN 558- 1 face to face. Temperature -10°C ÷ 120°C. Pmax 16 bar. In accordance with PED directive. Brandoni type. | Wafer butterfly valve with centered disc in AISI 316. Body in AISI 316. Liner in PTFE. Stainless steel lockable lever suitable for intermediate regulation. Integrated flanges ISO 5211. Alignment holes for mounting between PN 6-10-16 and ANSI150 flanges. EN 558- 1 face to face. Temperature -10°C ÷ 120°C. Pmax 16 bar. In accordance with PED directive. DN 200. Brandoni type.
J9 | J9.623 | DN 250 | Wafer butterfly valve with centered disc in AISI 316. Body in AISI 316. Liner in PTFE. Stainless steel lockable lever suitable for intermediate regulation. Integrated flanges ISO 5211. Alignment holes for mounting between PN 6-10-16 and ANSI150 flanges. EN 558- 1 face to face. Temperature -10°C ÷ 120°C. Pmax 16 bar. In accordance with PED directive. Brandoni type. | Wafer butterfly valve with centered disc in AISI 316. Body in AISI 316. Liner in PTFE. Stainless steel lockable lever suitable for intermediate regulation. Integrated flanges ISO 5211. Alignment holes for mounting between PN 6-10-16 and ANSI150 flanges. EN 558- 1 face to face. Temperature -10°C ÷ 120°C. Pmax 16 bar. In accordance with PED directive. DN 250. Brandoni type.
J9 | J9.623 | DN 300 | Wafer butterfly valve with centered disc in AISI 316. Body in AISI 316. Liner in PTFE. Integrated flanges ISO 5211. Alignment holes for mounting between PN 6-10-16 and ANSI150 flanges. EN 558- 1 face to face. Temperature -10°C ÷ 120°C. Pmax 16 bar. In accordance with PED directive. Brandoni type. | Wafer butterfly valve with centered disc in AISI 316. Body in AISI 316. Liner in PTFE. Integrated flanges ISO 5211. Alignment holes for mounting between PN 6-10-16 and ANSI150 flanges. EN 558- 1 face to face. Temperature -10°C ÷ 120°C. Pmax 16 bar. In accordance with PED directive. DN 300. Brandoni type.

## J9.670
SHUT OFF
Body: AISI 316 liner: EPDM Disc: bronze-aluminium
Products |  |  | Specification text | Specification text with size
SERIE | Code | Dimension
J9 | J9.670 | DN 40 | Wafer butterfly valve with centered disc in bronze-aluminium. Body in AISI 316. Liner in EPDM. Stainless steellockable lever suitable for intermediate regulation. Integrated flanges ISO 5211. Alignment holes for mounting between PN 6-10-16 and ANSI150 flanges. EN 558- 1 face to face. Temperature -10°C ÷ 120°C. Pmax 16 bar. In accordance with PED directive. Brandoni type. | Wafer butterfly valve with centered disc in bronze-aluminium. Body in AISI 316. Liner in EPDM. Stainless steel lockable lever suitable for intermediate regulation.lockable lever suitable for intermediate regulation.. Integrated flanges ISO 5211. Alignment holes for mounting between PN 6-10-16 and ANSI150 flanges. EN 558- 1 face to face. Temperature -10°C ÷ 120°C. Pmax 16 bar. In accordance with PED directive. DN 40. Brandoni type.
J9 | J9.670 | DN 50 | Wafer butterfly valve with centered disc in bronze-aluminium. Body in AISI 316. Liner in EPDM. Stainless steel lockable lever suitable for intermediate regulation. Integrated flanges ISO 5211. Alignment holes for mounting between PN 6-10-16 and ANSI150 flanges. EN 558- 1 face to face. Temperature -10°C ÷ 120°C. Pmax 16 bar. In accordance with PED directive. Brandoni type. | Wafer butterfly valve with centered disc in bronze-aluminium. Body in AISI 316. Liner in EPDM. Stainless steel lockable lever suitable for intermediate regulation. lockable lever suitable for intermediate regulation. Integrated flanges ISO 5211. Alignment holes for mounting between PN 6-10-16 and ANSI150 flanges. EN 558- 1 face to face. Temperature -10°C ÷ 120°C. Pmax 16 bar. In accordance with PED directive. DN 50. Brandoni type.
J9 | J9.670 | DN 65 | Wafer butterfly valve with centered disc in bronze-aluminium. Body in AISI 316. Liner in EPDM. Stainless steel lockable lever suitable for intermediate regulation. Integrated flanges ISO 5211. Alignment holes for mounting between PN 6-10-16 and ANSI150 flanges. EN 558- 1 face to face. Temperature -10°C ÷ 120°C. Pmax 16 bar. In accordance with PED directive. Brandoni type. | Wafer butterfly valve with centered disc in bronze-aluminium. Body in AISI 316. Liner in EPDM. Stainless steel lockable lever suitable for intermediate regulation. lockable lever suitable for intermediate regulation. Integrated flanges ISO 5211. Alignment holes for mounting between PN 6-10-16 and ANSI150 flanges. EN 558- 1 face to face. Temperature -10°C ÷ 120°C. Pmax 16 bar. In accordance with PED directive. DN 65. Brandoni type.
J9 | J9.670 | DN 80 | Wafer butterfly valve with centered disc in bronze-aluminium. Body in AISI 316. Liner in EPDM. Stainless steel lockable lever suitable for intermediate regulation. Integrated flanges ISO 5211. Alignment holes for mounting between PN 6-10-16 and ANSI150 flanges. EN 558- 1 face to face. Temperature -10°C ÷ 120°C. Pmax 16 bar. In accordance with PED directive. Brandoni type. | Wafer butterfly valve with centered disc in bronze-aluminium. Body in AISI 316. Liner in EPDM. Stainless steel lockable lever suitable for intermediate regulation. lockable lever suitable for intermediate regulation. Integrated flanges ISO 5211. Alignment holes for mounting between PN 6-10-16 and ANSI150 flanges. EN 558- 1 face to face. Temperature -10°C ÷ 120°C. Pmax 16 bar. In accordance with PED directive. DN 80. Brandoni type.
J9 | J9.670 | DN 100 | Wafer butterfly valve with centered disc in bronze-aluminium. Body in AISI 316. Liner in EPDM. Stainless steel lockable lever suitable for intermediate regulation. Integrated flanges ISO 5211. Alignment holes for mounting between PN 6-10-16 and ANSI150 flanges. EN 558- 1 face to face. Temperature -10°C ÷ 120°C. Pmax 16 bar. In accordance with PED directive. Brandoni type. | Wafer butterfly valve with centered disc in bronze-aluminium. Body in AISI 316. Liner in EPDM. Stainless steel lockable lever suitable for intermediate regulation. lockable lever suitable for intermediate regulation. Integrated flanges ISO 5211. Alignment holes for mounting between PN 6-10-16 and ANSI150 flanges. EN 558- 1 face to face. Temperature -10°C ÷ 120°C. Pmax 16 bar. In accordance with PED directive. DN 100. Brandoni type.
J9 | J9.670 | DN 125 | Wafer butterfly valve with centered disc in bronze-aluminium. Body in AISI 316. Liner in EPDM. Stainless steel lockable lever suitable for intermediate regulation. Integrated flanges ISO 5211. Alignment holes for mounting between PN 6-10-16 and ANSI150 flanges. EN 558- 1 face to face. Temperature -10°C ÷ 120°C. Pmax 16 bar. In accordance with PED directive. Brandoni type. | Wafer butterfly valve with centered disc in bronze-aluminium. Body in AISI 316. Liner in EPDM. Stainless steel lockable lever suitable for intermediate regulation.lockable lever suitable for intermediate regulation.Integrated flanges ISO 5211. Alignment holes for mounting between PN 6-10-16 and ANSI150 flanges. EN 558- 1 face to face. Temperature -10°C ÷ 120°C. Pmax 16 bar. In accordance with PED directive. DN 125. Brandoni type.
J9 | J9.670 | DN 150 | Wafer butterfly valve with centered disc in bronze-aluminium. Body in AISI 316. Liner in EPDM. Stainless steel lockable lever suitable for intermediate regulation. Integrated flanges ISO 5211. Alignment holes for mounting between PN 6-10-16 and ANSI150 flanges. EN 558- 1 face to face. Temperature -10°C ÷ 120°C. Pmax 16 bar. In accordance with PED directive. Brandoni type. | Wafer butterfly valve with centered disc in bronze-aluminium. Body in AISI 316. Liner in EPDM. Stainless steel lockable lever suitable for intermediate regulation. lockable lever suitable for intermediate regulation.Integrated flanges ISO 5211. Alignment holes for mounting between PN 6-10-16 and ANSI150 flanges. EN 558- 1 face to face. Temperature -10°C ÷ 120°C. Pmax 16 bar. In accordance with PED directive. DN 150. Brandoni type.
J9 | J9.670 | DN 200 | Wafer butterfly valve with centered disc in bronze-aluminium. Body in AISI 316. Liner in EPDM. Internal and external epoxy coating. Stainless steel lockable lever suitable for intermediate regulation. lockable lever suitable for intermediate regulation. Integrated flanges ISO 5211. Alignment holes for mounting between PN 6-10-16 and ANSI150 flanges. EN 558- 1 face to face. Temperature -10°C ÷ 120°C. Pmax 16 bar. In accordance with PED directive. Brandoni type. | Wafer butterfly valve with centered disc in bronze-aluminium. Body in AISI 316. Liner in EPDM. Internal and external epoxy coating. Stainless steel lockable lever suitable for intermediate regulation. lockable lever suitable for intermediate regulation. Integrated flanges ISO 5211. Alignment holes for mounting between PN 6-10-16 and ANSI150 flanges. EN 558- 1 face to face. Temperature -10°C ÷ 120°C. Pmax 16 bar. In accordance with PED directive. DN 200. Brandoni type.

## J9.673
SHUT OFF
Body: AISI 316 liner: PTFE Disc: bronze-aluminium
Products |  |  | Specification text | Specification text with size
SERIE | Code | Dimension
J9 | J9.670 | DN 40 | Wafer butterfly valve with centered disc in bronze-aluminium. Body in AISI 316. Liner in PTFE. Stainless steel lockable lever suitable for intermediate regulation. Integrated flanges ISO 5211. Alignment holes for mounting between PN 6-10-16 and ANSI150 flanges. EN 558- 1 face to face. Temperature -10°C ÷ 120°C. Pmax 16 bar. In accordance with PED directive. Brandoni type. | Wafer butterfly valve with centered disc in bronze-aluminium. Body in AISI 316. Liner in PTFE. Aluminium lockable lever suitable for intermediate regulation. Integrated flanges ISO 5211. Alignment holes for mounting between PN 6-10-16 and ANSI150 flanges. EN 558- 1 face to face. Temperature -10°C ÷ 120°C. Pmax 16 bar. In accordance with PED directive. DN 40. Brandoni type.
J9 | J9.670 | DN 50 | Wafer butterfly valve with centered disc in bronze-aluminium. Body in AISI 316. Liner in PTFE. Stainless steel lockable lever suitable for intermediate regulation. Integrated flanges ISO 5211. Alignment holes for mounting between PN 6-10-16 and ANSI150 flanges. EN 558- 1 face to face. Temperature -10°C ÷ 120°C. Pmax 16 bar. In accordance with PED directive. Brandoni type. | Wafer butterfly valve with centered disc in bronze-aluminium. Body in AISI 316. Liner in PTFE. Stainless steel lockable lever suitable for intermediate regulation.Integrated flanges ISO 5211. Alignment holes for mounting between PN 6-10-16 and ANSI150 flanges. EN 558- 1 face to face. Temperature -10°C ÷ 120°C. Pmax 16 bar. In accordance with PED directive. DN 50. Brandoni type.
J9 | J9.670 | DN 65 | Wafer butterfly valve with centered disc in bronze-aluminium. Body in AISI 316. Liner in PTFE. Aluminium lockable lever suitable for intermediate regulation. Integrated flanges ISO 5211. Alignment holes for mounting between PN 6-10-16 and ANSI150 flanges. EN 558- 1 face to face. Temperature -10°C ÷ 120°C. Pmax 16 bar. In accordance with PED directive. Brandoni type. | Wafer butterfly valve with centered disc in bronze-aluminium. Body in AISI 316. Liner in PTFE. Stainless steel lockable lever suitable for intermediate regulation. Integrated flanges ISO 5211. Alignment holes for mounting between PN 6-10-16 and ANSI150 flanges. EN 558- 1 face to face. Temperature -10°C ÷ 120°C. Pmax 16 bar. In accordance with PED directive. DN 65. Brandoni type.
J9 | J9.670 | DN 80 | Wafer butterfly valve with centered disc in bronze-aluminium. Body in AISI 316. Liner in PTFE. Aluminium lockable lever suitable for intermediate regulation. Integrated flanges ISO 5211. Alignment holes for mounting between PN 6-10-16 and ANSI150 flanges. EN 558- 1 face to face. Temperature -10°C ÷ 120°C. Pmax 16 bar. In accordance with PED directive. Brandoni type. | Wafer butterfly valve with centered disc in bronze-aluminium. Body in AISI 316. Liner in PTFE. Stainless steel lockable lever suitable for intermediate regulation. Integrated flanges ISO 5211. Alignment holes for mounting between PN 6-10-16 and ANSI150 flanges. EN 558- 1 face to face. Temperature -10°C ÷ 120°C. Pmax 16 bar. In accordance with PED directive. DN 80. Brandoni type.
J9 | J9.670 | DN 100 | Wafer butterfly valve with centered disc in bronze-aluminium. Body in AISI 316. Liner in PTFE. Aluminium lockable lever suitable for intermediate regulation.Integrated flanges ISO 5211. Alignment holes for mounting between PN 6-10-16 and ANSI150 flanges. EN 558- 1 face to face. Temperature -10°C ÷ 120°C. Pmax 16 bar. In accordance with PED directive. Brandoni type. | Wafer butterfly valve with centered disc in bronze-aluminium. Body in AISI 316. Liner in PTFE. Stainless steel lockable lever suitable for intermediate regulation. Integrated flanges ISO 5211. Alignment holes for mounting between PN 6-10-16 and ANSI150 flanges. EN 558- 1 face to face. Temperature -10°C ÷ 120°C. Pmax 16 bar. In accordance with PED directive. DN 100. Brandoni type.
J9 | J9.670 | DN 125 | Wafer butterfly valve with centered disc in bronze-aluminium. Body in AISI 316. Liner in PTFE. Aluminium lockable lever suitable for intermediate regulation.. Integrated flanges ISO 5211. Alignment holes for mounting between PN 6-10-16 and ANSI150 flanges. EN 558- 1 face to face. Temperature -10°C ÷ 120°C. Pmax 16 bar. In accordance with PED directive. Brandoni type. | Wafer butterfly valve with centered disc in bronze-aluminium. Body in AISI 316. Liner in PTFE. Stainless steel lockable lever suitable for intermediate regulation. Integrated flanges ISO 5211. Alignment holes for mounting between PN 6-10-16 and ANSI150 flanges. EN 558- 1 face to face. Temperature -10°C ÷ 120°C. Pmax 16 bar. In accordance with PED directive. DN 125. Brandoni type.
J9 | J9.670 | DN 150 | Wafer butterfly valve with centered disc in bronze-aluminium. Body in AISI 316. Liner in PTFE. Aluminium lockable lever suitable for intermediate regulation. Integrated flanges ISO 5211. Alignment holes for mounting between PN 6-10-16 and ANSI150 flanges. EN 558- 1 face to face. Temperature -10°C ÷ 120°C. Pmax 16 bar. In accordance with PED directive. Brandoni type. | Wafer butterfly valve with centered disc in bronze-aluminium. Body in AISI 316. Liner in PTFE. Stainless steel lockable lever suitable for intermediate regulation. Integrated flanges ISO 5211. Alignment holes for mounting between PN 6-10-16 and ANSI150 flanges. EN 558- 1 face to face. Temperature -10°C ÷ 120°C. Pmax 16 bar. In accordance with PED directive. DN 150. Brandoni type.
J9 | J9.670 | DN 200 | Wafer butterfly valve with centered disc in bronze-aluminium. Body in AISI 316. Liner in PTFE. Ductile iron lockable lever suitable for intermediate regulation.. Integrated flanges ISO 5211. Alignment holes for mounting between PN 6-10-16 and ANSI150 flanges. EN 558- 1 face to face. Temperature -10°C ÷ 120°C. Pmax 16 bar. In accordance with PED directive. Brandoni type. | Wafer butterfly valve with centered disc in bronze-aluminium. Body in AISI 316. Liner in PTFE. Stainless steel lockable lever suitable for intermediate regulation. Integrated flanges ISO 5211. Alignment holes for mounting between PN 6-10-16 and ANSI150 flanges. EN 558- 1 face to face. Temperature -10°C ÷ 120°C. Pmax 16 bar. In accordance with PED directive. DN 200. Brandoni type.

## J9.628
SHUT OFF
Body: AISI 316 liner: EPDM -DRINKING- Disc: AISI 316
Products |  |  | Specification text | Specification text with size
SERIE | Code | Dimension
J9 | J9.628 | DN 40 | Wafer butterfly valve with centered disc in AISI 316. Body in AISI 316. Liner in EPDM. Stainless steel lockable lever suitable for intermediate regulation. Integrated flanges ISO 5211. Alignment holes for mounting between PN 6-10-16 and ANSI150 flanges. EN 558- 1 face to face. Temperature -10°C ÷ 120°C. Pmax 16 bar. In accordance with PED directive. Drinking water approved. Brandoni type. | Wafer butterfly valve with centered disc in AISI 316. Body in AISI 316. Liner in EPDM. Stainless steel lockable lever suitable for intermediate regulation. Integrated flanges ISO 5211. Alignment holes for mounting between PN 6-10-16 and ANSI150 flanges. EN 558- 1 face to face. Temperature -10°C ÷ 120°C. Pmax 16 bar. In accordance with PED directive. Drinking water approved. DN 40. Brandoni type.
J9 | J9.628 | DN 50 | Wafer butterfly valve with centered disc in AISI 316. Body in AISI 316. Liner in EPDM. Stainless steel lockable lever suitable for intermediate regulation. Integrated flanges ISO 5211. Alignment holes for mounting between PN 6-10-16 and ANSI150 flanges. EN 558- 1 face to face. Temperature -10°C ÷ 120°C. Pmax 16 bar. In accordance with PED directive. Drinking water approved. Brandoni type. | Wafer butterfly valve with centered disc in AISI 316. Body in AISI 316. Liner in EPDM. Stainless steellockable lever suitable for intermediate regulation. Integrated flanges ISO 5211. Alignment holes for mounting between PN 6-10-16 and ANSI150 flanges. EN 558- 1 face to face. Temperature -10°C ÷ 120°C. Pmax 16 bar. In accordance with PED directive. Drinking water approved. DN 50. Brandoni type.
J9 | J9.628 | DN 65 | Wafer butterfly valve with centered disc in AISI 316. Body in AISI 316. Liner in EPDM. Stainless steel lockable lever suitable for intermediate regulation. Integrated flanges ISO 5211. Alignment holes for mounting between PN 6-10-16 and ANSI150 flanges. EN 558- 1 face to face. Temperature -10°C ÷ 120°C. Pmax 16 bar. In accordance with PED directive. Drinking water approved. Brandoni type. | Wafer butterfly valve with centered disc in AISI 316. Body in AISI 316. Liner in EPDM. Stainless steel lockable lever suitable for intermediate regulation. Integrated flanges ISO 5211. Alignment holes for mounting between PN 6-10-16 and ANSI150 flanges. EN 558- 1 face to face. Temperature -10°C ÷ 120°C. Pmax 16 bar. In accordance with PED directive. Drinking water approved. DN 65. Brandoni type.
J9 | J9.628 | DN 80 | Wafer butterfly valve with centered disc in AISI 316. Body in AISI 316. Liner in EPDM. Stainless steel lockable lever suitable for intermediate regulation. Integrated flanges ISO 5211. Alignment holes for mounting between PN 6-10-16 and ANSI150 flanges. EN 558- 1 face to face. Temperature -10°C ÷ 120°C. Pmax 16 bar. In accordance with PED directive. Drinking water approved. Brandoni type. | Wafer butterfly valve with centered disc in AISI 316. Body in AISI 316. Liner in EPDM. Stainless steel lockable lever suitable for intermediate regulation. Integrated flanges ISO 5211. Alignment holes for mounting between PN 6-10-16 and ANSI150 flanges. EN 558- 1 face to face. Temperature -10°C ÷ 120°C. Pmax 16 bar. In accordance with PED directive. Drinking water approved. DN 80. Brandoni type.
J9 | J9.628 | DN 100 | Wafer butterfly valve with centered disc in AISI 316. Body in AISI 316. Liner in EPDM. Stainless steellockable lever suitable for intermediate regulation. Integrated flanges ISO 5211. Alignment holes for mounting between PN 6-10-16 and ANSI150 flanges. EN 558- 1 face to face. Temperature -10°C ÷ 120°C. Pmax 16 bar. In accordance with PED directive. Drinking water approved. Brandoni type. | Wafer butterfly valve with centered disc in AISI 316. Body in AISI 316. Liner in EPDM. Stainless steel lockable lever suitable for intermediate regulation. Integrated flanges ISO 5211. Alignment holes for mounting between PN 6-10-16 and ANSI150 flanges. EN 558- 1 face to face. Temperature -10°C ÷ 120°C. Pmax 16 bar. In accordance with PED directive. Drinking water approved. DN 100. Brandoni type.
J9 | J9.628 | DN 125 | Wafer butterfly valve with centered disc in AISI 316. Body in AISI 316. Liner in EPDM. Stainless steel lockable lever suitable for intermediate regulation. Integrated flanges ISO 5211. Alignment holes for mounting between PN 6-10-16 and ANSI150 flanges. EN 558- 1 face to face. Temperature -10°C ÷ 120°C. Pmax 16 bar. In accordance with PED directive. Drinking water approved. Brandoni type. | Wafer butterfly valve with centered disc in AISI 316. Body in AISI 316. Liner in EPDM. Stainless steel lockable lever suitable for intermediate regulation. Integrated flanges ISO 5211. Alignment holes for mounting between PN 6-10-16 and ANSI150 flanges. EN 558- 1 face to face. Temperature -10°C ÷ 120°C. Pmax 16 bar. In accordance with PED directive. Drinking water approved. DN 125. Brandoni type.
J9 | J9.628 | DN 150 | Wafer butterfly valve with centered disc in AISI 316. Body in AISI 316. Liner in EPDM. Stainless steellockable lever suitable for intermediate regulation. Integrated flanges ISO 5211. Alignment holes for mounting between PN 6-10-16 and ANSI150 flanges. EN 558- 1 face to face. Temperature -10°C ÷ 120°C. Pmax 16 bar. In accordance with PED directive. Drinking water approved. Brandoni type. | Wafer butterfly valve with centered disc in AISI 316. Body in AISI 316. Liner in EPDM. Stainless steel lockable lever suitable for intermediate regulation. Integrated flanges ISO 5211. Alignment holes for mounting between PN 6-10-16 and ANSI150 flanges. EN 558- 1 face to face. Temperature -10°C ÷ 120°C. Pmax 16 bar. In accordance with PED directive. Drinking water approved. DN 150. Brandoni type.
J9 | J9.628 | DN 200 | Wafer butterfly valve with centered disc in AISI 316. Body in AISI 316. Liner in EPDM. Stainless steel lockable lever suitable for intermediate regulation. Integrated flanges ISO 5211. Alignment holes for mounting between PN 6-10-16 and ANSI150 flanges. EN 558- 1 face to face. Temperature -10°C ÷ 120°C. Pmax 16 bar. In accordance with PED directive. Drinking water approved. Brandoni type. | Wafer butterfly valve with centered disc in AISI 316. Body in AISI 316. Liner in EPDM. Stainless steel lockable lever suitable for intermediate regulation. Integrated flanges ISO 5211. Alignment holes for mounting between PN 6-10-16 and ANSI150 flanges. EN 558- 1 face to face. Temperature -10°C ÷ 120°C. Pmax 16 bar. In accordance with PED directive. Drinking water approved. DN 200. Brandoni type.
J9 | J9.628 | DN 250 | Wafer butterfly valve with centered disc in AISI 316. Body in AISI 316. Liner in EPDM. Stainless steel lockable lever suitable for intermediate regulation. Integrated flanges ISO 5211. Alignment holes for mounting between PN 6-10-16 and ANSI150 flanges. EN 558- 1 face to face. Temperature -10°C ÷ 120°C. Pmax 16 bar. In accordance with PED directive. Drinking water approved. Brandoni type. | Wafer butterfly valve with centered disc in AISI 316. Body in AISI 316. Liner in EPDM. Stainless steel lockable lever suitable for intermediate regulation. Integrated flanges ISO 5211. Alignment holes for mounting between PN 6-10-16 and ANSI150 flanges. EN 558- 1 face to face. Temperature -10°C ÷ 120°C. Pmax 16 bar. In accordance with PED directive. Drinking water approved. DN 250. Brandoni type.

## J9.000
SHUT OFF
Body: cast iron liner: EPDM Disc: nichel plated ductile iron
Products |  |  | Specification text | Specification text with size
SERIE | Code | Dimension
J9 | J9.000 | DN 40 | Wafer butterfly valve with centered disc in nickel plated ductile iron. Body in cast iron EN GJL 250-15. Liner in EPDM. Epoxy coating. Steel lockable lever suitable for intermediate regulation. Integrated flanges ISO 5211. Alignment holes for mounting between PN 6-10-16 and ANSI150 flanges. EN 558- 1 face to face. Temperature -10°C ÷ 120°C. Pmax 16 bar. In accordance with PED directive. Brandoni type. | Wafer butterfly valve with centered disc in nickel plated ductile iron. Body in cast iron EN GJL 250-15. Liner in EPDM. Epoxy coating. Steel lockable lever suitable for intermediate regulation. Integrated flanges ISO 5211. Alignment holes for mounting between PN 6-10-16 and ANSI150 flanges. EN 558- 1 face to face. Temperature -10°C ÷ 120°C. Pmax 16 bar. In accordance with PED directive. DN 40. Brandoni type.
J9 | J9.000 | DN 50 | Wafer butterfly valve with centered disc in nickel plated ductile iron. Body in cast iron EN GJL 250-15. Liner in EPDM. Epoxy coating. Steel lockable lever suitable for intermediate regulation. Integrated flanges ISO 5211. Alignment holes for mounting between PN 6-10-16 and ANSI150 flanges. EN 558- 1 face to face. Temperature -10°C ÷ 120°C. Pmax 16 bar. In accordance with PED directive. Brandoni type. | Wafer butterfly valve with centered disc in nickel plated ductile iron. Body in cast iron EN GJL 250-15. Liner in EPDM. Epoxy coating. Steel lockable lever suitable for intermediate regulation. Integrated flanges ISO 5211. Alignment holes for mounting between PN 6-10-16 and ANSI150 flanges. EN 558- 1 face to face. Temperature -10°C ÷ 120°C. Pmax 16 bar. In accordance with PED directive. DN 50. Brandoni type.
J9 | J9.000 | DN 65 | Wafer butterfly valve with centered disc in nickel plated ductile iron. Body in cast iron EN GJL 250-15. Liner in EPDM. Epoxy coating. Steel lockable lever suitable for intermediate regulation. Integrated flanges ISO 5211. Alignment holes for mounting between PN 6-10-16 and ANSI150 flanges. EN 558- 1 face to face. Temperature -10°C ÷ 120°C. Pmax 16 bar. In accordance with PED directive. Brandoni type. | Wafer butterfly valve with centered disc in nickel plated ductile iron. Body in cast iron EN GJL 250-15. Liner in EPDM. Epoxy coating. Steel lockable lever suitable for intermediate regulation. Integrated flanges ISO 5211. Alignment holes for mounting between PN 6-10-16 and ANSI150 flanges. EN 558- 1 face to face. Temperature -10°C ÷ 120°C. Pmax 16 bar. In accordance with PED directive. DN 65. Brandoni type.
J9 | J9.000 | DN 80 | Wafer butterfly valve with centered disc in nickel plated ductile iron. Body in cast iron EN GJL 250-15. Liner in EPDM. Epoxy coating. Steel lockable lever suitable for intermediate regulation. Integrated flanges ISO 5211. Alignment holes for mounting between PN 6-10-16 and ANSI150 flanges. EN 558- 1 face to face. Temperature -10°C ÷ 120°C. Pmax 16 bar. In accordance with PED directive. Brandoni type. | Wafer butterfly valve with centered disc in nickel plated ductile iron. Body in cast iron EN GJL 250-15. Liner in EPDM. Epoxy coating. Steel lockable lever suitable for intermediate regulation. Integrated flanges ISO 5211. Alignment holes for mounting between PN 6-10-16 and ANSI150 flanges. EN 558- 1 face to face. Temperature -10°C ÷ 120°C. Pmax 16 bar. In accordance with PED directive. DN 80. Brandoni type.
J9 | J9.000 | DN 100 | Wafer butterfly valve with centered disc in nickel plated ductile iron. Body in cast iron EN GJL 250-15. Liner in EPDM. Epoxy coating. Steel lockable lever suitable for intermediate regulation. Integrated flanges ISO 5211. Alignment holes for mounting between PN 6-10-16 and ANSI150 flanges. EN 558- 1 face to face. Temperature -10°C ÷ 120°C. Pmax 16 bar. In accordance with PED directive. Brandoni type. | Wafer butterfly valve with centered disc in nickel plated ductile iron. Body in cast iron EN GJL 250-15. Liner in EPDM. Epoxy coating. Steel lockable lever suitable for intermediate regulation. Integrated flanges ISO 5211. Alignment holes for mounting between PN 6-10-16 and ANSI150 flanges. EN 558- 1 face to face. Temperature -10°C ÷ 120°C. Pmax 16 bar. In accordance with PED directive. DN 100. Brandoni type.
J9 | J9.000 | DN 125 | Wafer butterfly valve with centered disc in nickel plated ductile iron. Body in cast iron EN GJL 250-15. Liner in EPDM. Epoxy coating. Steel lockable lever suitable for intermediate regulation. Integrated flanges ISO 5211. Alignment holes for mounting between PN 6-10-16 and ANSI150 flanges. EN 558- 1 face to face. Temperature -10°C ÷ 120°C. Pmax 16 bar. In accordance with PED directive. Brandoni type. | Wafer butterfly valve with centered disc in nickel plated ductile iron. Body in cast iron EN GJL 250-15. Liner in EPDM. Epoxy coating. Steel lockable lever suitable for intermediate regulation. Integrated flanges ISO 5211. Alignment holes for mounting between PN 6-10-16 and ANSI150 flanges. EN 558- 1 face to face. Temperature -10°C ÷ 120°C. Pmax 16 bar. In accordance with PED directive. DN 125. Brandoni type.
J9 | J9.000 | DN 150 | Wafer butterfly valve with centered disc in nickel plated ductile iron. Body in cast iron EN GJL 250-15. Liner in EPDM. Epoxy coating. Steel lockable lever suitable for intermediate regulation. Integrated flanges ISO 5211. Alignment holes for mounting between PN 6-10-16 and ANSI150 flanges. EN 558- 1 face to face. Temperature -10°C ÷ 120°C. Pmax 16 bar. In accordance with PED directive. Brandoni type. | Wafer butterfly valve with centered disc in nickel plated ductile iron. Body in cast iron EN GJL 250-15. Liner in EPDM. Epoxy coating. Steel lockable lever suitable for intermediate regulation. Integrated flanges ISO 5211. Alignment holes for mounting between PN 6-10-16 and ANSI150 flanges. EN 558- 1 face to face. Temperature -10°C ÷ 120°C. Pmax 16 bar. In accordance with PED directive. DN 150. Brandoni type.
J9 | J9.000 | DN 200 | Wafer butterfly valve with centered disc in nickel plated ductile iron. Body in cast iron EN GJL 250-15. Liner in EPDM. Epoxy coating. Ductile iron lockable lever suitable for intermediate regulation. Integrated flanges ISO 5211. Alignment holes for mounting between PN 6-10-16 and ANSI150 flanges. EN 558- 1 face to face. Temperature -10°C ÷ 120°C. Pmax 16 bar. In accordance with PED directive. Brandoni type. | Wafer butterfly valve with centered disc in nickel plated ductile iron. Body in cast iron EN GJL 250-15. Liner in EPDM. Epoxy coating. Ductile iron lockable lever suitable for intermediate regulation. Integrated flanges ISO 5211. Alignment holes for mounting between PN 6-10-16 and ANSI150 flanges. EN 558- 1 face to face. Temperature -10°C ÷ 120°C. Pmax 16 bar. In accordance with PED directive. DN 200. Brandoni type.
J9 | J9.000 | DN 250 | Wafer butterfly valve with centered disc in nickel plated ductile iron. Body in cast iron EN GJL 250-15. Liner in EPDM. Epoxy coating. Ductile iron lockable lever suitable for intermediate regulation. Integrated flanges ISO 5211. Alignment holes for mounting between PN 6-10-16 and ANSI150 flanges. EN 558- 1 face to face. Temperature -10°C ÷ 120°C. Pmax 16 bar. In accordance with PED directive. Brandoni type. | Wafer butterfly valve with centered disc in nickel plated ductile iron. Body in cast iron EN GJL 250-15. Liner in EPDM. Epoxy coating. Ductile iron lockable lever suitable for intermediate regulation. Integrated flanges ISO 5211. Alignment holes for mounting between PN 6-10-16 and ANSI150 flanges. EN 558- 1 face to face. Temperature -10°C ÷ 120°C. Pmax 16 bar. In accordance with PED directive. DN 250. Brandoni type.
J9 | J9.000 | DN 300 | Wafer butterfly valve with centered disc in nickel plated ductile iron. Body in cast iron EN GJL 250-15. Liner in EPDM. Epoxy coating. Ductile iron lockable lever suitable for intermediate regulation. Integrated flanges ISO 5211. Alignment holes for mounting between PN 6-10-16 and ANSI150 flanges. EN 558- 1 face to face. Temperature -10°C ÷ 120°C. Pmax 16 bar. In accordance with PED directive. Brandoni type. | Wafer butterfly valve with centered disc in nickel plated ductile iron. Body in cast iron EN GJL 250-15. Liner in EPDM. Epoxy coating. Ductile iron lockable lever suitable for intermediate regulation. Integrated flanges ISO 5211. Alignment holes for mounting between PN 6-10-16 and ANSI150 flanges. EN 558- 1 face to face. Temperature -10°C ÷ 120°C. Pmax 16 bar. In accordance with PED directive. DN 300. Brandoni type.